## About
PDiCCpDoC Perc Decline in Capacity Cost per Doubling of Capacity
Sources: | Onshore Wind
Michael Liebreich
2013
Bloomberg New Energy Finance Summit 2013 Keynote
http://bnef.com/InsightDownload/7566/pdf/
Slide 38
Offshore Wind
Rubin et al.
2015
A review of learning rates for electricity supply technologies
https://www.andrew.cmu.edu/user/ilimade/Ines_Azevedo/papers/Rubin_2015.pdf
Table 1
Solar PV
Michael Liebreich
2015
Bloomberg New Energy Finance Summit 2015 Keynote
http://about.bnef.com/content/uploads/sites/4/2015/04/Final-keynote_ML.pdf
Slide 13
Notes
In the U.S. dataset, we only use this variable for onshore/offshore wind and solar PV.
Other electricity sources have price declines according to a time-based
rather than a capacity-based schedule.

## Offshore Wind
Cumalative Potential Wind Plant Capacity
TRG 1 | 12.4913
TRG 2 | 24.9825
TRG 3 | 49.9651
TRG 4 | 320
TRG 5 | 320
TRG 6 | 12.4913
TRG 7 | 24.9825
TRG 8 | 49.9651
TRG 9 | 99.9302
TRG 10 | 199.8603
TRG 11 | 199.8603
TRG 12 | 199.8603
TRG 13 | 199.8603
TRG 14 | 199.8603
TRG 15 | 143.3998
Overnight Capital Cost Projections
| 2016 | 2017 | 2018 | 2019 | 2020 | 2021 | 2022 | 2023 | 2024 | 2025 | 2026 | 2027 | 2028 | 2029 | 2030 | 2031 | 2032 | 2033 | 2034 | 2035 | 2036 | 2037 | 2038 | 2039 | 2040 | 2041 | 2042 | 2043 | 2044 | 2045 | 2046 | 2047 | 2048 | 2049 | 2050
TRG 1 - Low | 3438.7561 | 3176.3894 | 3038.9593 | 2897.3646 | 2753.6876 | 2663.1086 | 2570.4473 | 2474.6627 | 2377.8369 | 2278.9288 | 2176.8973 | 2073.8247 | 1968.6698 | 1861.4326 | 1752.1131 | 1745.8663 | 1739.6195 | 1731.2904 | 1722.9613 | 1714.6322 | 1704.2208 | 1693.8094 | 1683.398 | 1671.9455 | 1659.4519 | 1645.9171 | 1632.3823 | 1618.8475 | 1604.2716 | 1588.6545 | 1573.0374 | 1556.3792 | 1539.721 | 1522.0217 | 1504.3224
TRG 2 -Low | 3479.3982 | 3213.9081 | 3074.3957 | 2930.7187 | 2783.9183 | 2692.2982 | 2598.5958 | 2501.77 | 2402.8619 | 2301.8715 | 2198.7989 | 2092.6029 | 1985.3657 | 1876.0462 | 1763.6034 | 1758.3977 | 1752.1508 | 1744.8629 | 1737.5749 | 1728.2047 | 1718.8344 | 1709.4642 | 1698.0117 | 1687.6003 | 1675.1067 | 1662.613 | 1649.0782 | 1634.5023 | 1619.9264 | 1604.3093 | 1588.6922 | 1572.034 | 1554.3347 | 1536.6354 | 1518.936
TRG 3 - Low | 3529.3752 | 3258.6794 | 3116.0435 | 2969.2431 | 2818.2782 | 2724.5758 | 2627.75 | 2528.8419 | 2427.8515 | 2323.7378 | 2217.5417 | 2109.2634 | 1998.9028 | 1886.46 | 1770.8937 | 1765.688 | 1759.4412 | 1752.1532 | 1744.8652 | 1735.495 | 1726.1248 | 1716.7545 | 1705.302 | 1693.8495 | 1681.3558 | 1668.8622 | 1654.2863 | 1640.7515 | 1625.1344 | 1609.5173 | 1592.8591 | 1576.2009 | 1558.5016 | 1539.7611 | 1521.0206
TRG 4 - Low | 3807.1234 | 3509.358 | 3352.1462 | 3189.7288 | 3024.1879 | 2920.0741 | 2813.8781 | 2704.5586 | 2593.1569 | 2477.5906 | 2359.9421 | 2240.2112 | 2117.357 | 1992.4205 | 1864.3605 | 1859.1548 | 1851.8669 | 1844.5789 | 1836.2498 | 1825.8384 | 1815.4271 | 1805.0157 | 1792.522 | 1778.9872 | 1765.4524 | 1750.8765 | 1735.2595 | 1719.6424 | 1702.9842 | 1684.2437 | 1666.5444 | 1646.7628 | 1626.9811 | 1606.1584 | 1585.3356
TRG 5 - Low | 4258.0101 | 3930.0518 | 3755.1406 | 3573.9827 | 3387.619 | 3273.0939 | 3154.4042 | 3032.5911 | 2906.6134 | 2777.5124 | 2645.2879 | 2508.8988 | 2370.4275 | 2227.7917 | 2083.0735 | 2077.8679 | 2071.621 | 2064.3331 | 2054.9628 | 2045.5926 | 2034.1401 | 2022.6876 | 2009.1528 | 1994.5768 | 1980.0009 | 1963.3427 | 1946.6845 | 1927.944 | 1909.2036 | 1888.3808 | 1867.5581 | 1845.6942 | 1822.7891 | 1798.843 | 1774.8968
TRG 6 - Low | 5272.4603 | 4902.8565 | 4709.2048 | 4511.3887 | 4310.4491 | 4181.3481 | 4050.1647 | 3915.858 | 3778.4278 | 3638.9153 | 3497.3206 | 3352.6025 | 3205.8021 | 3056.9194 | 2905.9544 | 2891.3785 | 2876.8026 | 2861.1855 | 2844.5273 | 2826.828 | 2809.1286 | 2790.3881 | 2770.6065 | 2749.7838 | 2728.961 | 2706.056 | 2684.1921 | 2660.2459 | 2636.2998 | 2611.3125 | 2585.284 | 2559.2556 | 2532.186 | 2505.1164 | 2477.0057
TRG 7 - Low | 5341.4701 | 4959.3726 | 4758.433 | 4553.3289 | 4345.1014 | 4210.7946 | 4074.4056 | 3934.8931 | 3793.2984 | 3648.5803 | 3500.7387 | 3350.8149 | 3198.8088 | 3043.6793 | 2886.4675 | 2871.8916 | 2856.2745 | 2840.6574 | 2823.9992 | 2805.2588 | 2786.5183 | 2766.7367 | 2746.9551 | 2725.0912 | 2703.2273 | 2680.3222 | 2656.3761 | 2632.4299 | 2607.4426 | 2581.4142 | 2554.3446 | 2527.275 | 2499.1643 | 2470.0124 | 2440.8606
TRG 8 - Low | 5422.9877 | 5032.5611 | 4827.457 | 4618.1883 | 4404.7551 | 4268.366 | 4128.8536 | 3986.2177 | 3840.4585 | 3692.6169 | 3541.6519 | 3387.5636 | 3231.3929 | 3072.0989 | 2910.7225 | 2897.1877 | 2881.5707 | 2864.9125 | 2848.2543 | 2830.5549 | 2810.7733 | 2790.9917 | 2770.1689 | 2749.3462 | 2726.4412 | 2703.5361 | 2679.59 | 2654.6027 | 2628.5742 | 2602.5458 | 2574.4351 | 2547.3655 | 2518.2136 | 2489.0618 | 2458.8688
TRG 9 - Low | 5559.9005 | 5149.6923 | 4934.1768 | 4714.4968 | 4489.611 | 4346.9752 | 4200.1748 | 4050.2509 | 3897.2037 | 3742.0742 | 3582.7801 | 3421.4038 | 3256.904 | 3089.2809 | 2918.5343 | 2904.9995 | 2889.3825 | 2872.7243 | 2855.0249 | 2837.3256 | 2817.544 | 2796.7212 | 2775.8984 | 2752.9934 | 2730.0884 | 2706.1422 | 2681.1549 | 2655.1265 | 2628.0569 | 2600.9873 | 2572.8766 | 2543.7248 | 2513.5318 | 2482.2976 | 2451.0635
TRG 10 - Low | 5649.0868 | 5230.5495 | 5008.7872 | 4782.8603 | 4551.7277 | 4404.9273 | 4255.0035 | 4100.9151 | 3943.7033 | 3783.3681 | 3619.9095 | 3452.2864 | 3282.5809 | 3108.7109 | 2932.7587 | 2919.2239 | 2904.6479 | 2887.9897 | 2871.3315 | 2853.6322 | 2833.8506 | 2814.069 | 2792.2051 | 2770.3412 | 2746.395 | 2722.4489 | 2697.4616 | 2670.392 | 2643.3224 | 2615.2117 | 2586.0598 | 2555.8668 | 2525.6738 | 2494.4397 | 2461.1233
TRG 11 - Low | 5808.4943 | 5382.669 | 5156.7421 | 4925.6096 | 4688.2302 | 4538.3064 | 4385.2591 | 4227.0062 | 4065.6299 | 3901.1301 | 3732.4658 | 3559.637 | 3383.6847 | 3204.609 | 3022.4099 | 3009.9163 | 2996.3815 | 2980.7644 | 2964.1062 | 2946.4069 | 2927.6664 | 2907.8848 | 2887.062 | 2865.1981 | 2841.252 | 2817.3058 | 2791.2774 | 2764.2078 | 2737.1382 | 2707.9864 | 2678.8345 | 2647.6004 | 2616.3662 | 2583.0498 | 2549.7334
TRG 12 - Low | 5839.5101 | 5428.2607 | 5207.5395 | 4981.6126 | 4748.3978 | 4602.6385 | 4453.7558 | 4299.6675 | 4141.4145 | 3978.9971 | 3812.415 | 3641.6685 | 3466.7573 | 3288.7228 | 3106.5237 | 3097.1535 | 3085.7009 | 3073.2073 | 3059.6725 | 3044.0554 | 3027.3972 | 3008.6568 | 2989.9163 | 2969.0935 | 2947.2296 | 2924.3246 | 2899.3373 | 2874.35 | 2847.2804 | 2820.2108 | 2791.059 | 2760.866 | 2729.6319 | 2697.3566 | 2664.0402
TRG 13 - Low | 5959.7059 | 5549.4977 | 5327.7354 | 5098.6851 | 4863.388 | 4717.6287 | 4566.6637 | 4411.5342 | 4252.2402 | 4087.7404 | 3918.035 | 3745.2061 | 3567.1716 | 3386.0136 | 3200.6911 | 3192.362 | 3181.9506 | 3170.4981 | 3158.0045 | 3143.4285 | 3126.7703 | 3110.1121 | 3091.3717 | 3070.5489 | 3048.685 | 3025.78 | 3001.8338 | 2976.8465 | 2949.7769 | 2921.6662 | 2892.5144 | 2862.3214 | 2830.0461 | 2797.7708 | 2763.4133
TRG 14 - Low | 6134.9135 | 5731.9932 | 5512.3132 | 5284.304 | 5049.0069 | 4905.3299 | 4756.4472 | 4601.3177 | 4442.0237 | 4277.5239 | 4107.8185 | 3933.9485 | 3754.8728 | 3570.5914 | 3383.1867 | 3376.9398 | 3368.6107 | 3359.2405 | 3347.788 | 3334.2532 | 3319.6773 | 3304.0602 | 3286.3608 | 3266.5792 | 3245.7565 | 3223.8926 | 3199.9464 | 3174.9591 | 3147.8895 | 3119.7788 | 3090.627 | 3060.434 | 3028.1587 | 2994.8423 | 2960.4848
TRG 15 - Low | 6458.3645 | 6032.5392 | 5799.3244 | 5557.7804 | 5307.9074 | 5155.9013 | 4997.6484 | 4833.1486 | 4663.4432 | 4487.4909 | 4306.333 | 4119.9693 | 3929.4411 | 3732.6661 | 3530.6854 | 3525.4797 | 3518.1918 | 3508.8215 | 3497.369 | 3484.8754 | 3469.2583 | 3452.6001 | 3434.9007 | 3414.078 | 3393.2552 | 3369.3091 | 3344.3218 | 3317.2522 | 3289.1415 | 3259.9896 | 3228.7555 | 3195.4391 | 3162.1227 | 3126.724 | 3089.243
Weighted Average
| 2016 | 2017 | 2018 | 2019 | 2020 | 2021 | 2022 | 2023 | 2024 | 2025 | 2026 | 2027 | 2028 | 2029 | 2030 | 2031 | 2032 | 2033 | 2034 | 2035 | 2036 | 2037 | 2038 | 2039 | 2040 | 2041 | 2042 | 2043 | 2044 | 2045 | 2046 | 2047 | 2048 | 2049 | 2050
Cumulative Capacity (DOE Wind Vision) | 0 |  | 2 |  | 3 |  | 7 |  | 10 |  | 14 |  | 18 |  | 22 |  | 28 |  | 33 |  | 40 |  | 46 |  | 54 |  | 59 |  | 67 |  | 73 |  | 80 |  | 86
Average Overnight Capital Cost | 5206.9249 | 4831.3 | 4630.5281 | 4423.9054 | 4211.7091 | 4079.4218 | 3943.3763 | 3803.1047 | 3659.3244 | 3511.6366 | 3360.229 | 3205.2495 | 3046.9325 | 2885.0216 | 2719.9535 | 2711.638 | 2701.6802 | 2690.5748 | 2678.2632 | 2664.6134 | 2649.5498 | 2633.9395 | 2616.7937 | 2598.2719 | 2578.9347 | 2558.5085 | 2536.8934 | 2514.2278 | 2490.5755 | 2465.6594 | 2440.109 | 2413.2767 | 2385.6187 | 2356.8913 | 2327.3804
Calculated Growth Rate |  |  | 0.266
Growth Rate from Study |  |  | 0.12
Average Growth Rate |  |  | 0.193

## Texas Notes
Found some updated numbers:
solar PV
bloomberg NEF
http://www.rapidshift.net/solar-pv-shows-a-record-learning-rate-28-5-reduction-in-cost-per-watt-for-every-doubling-of-cumulative-capacity/#:~:text=of%20cumulative%20capacity-,Solar%20PV%20shows%20a%20record%20learning%20rate%3A%2028.5%25%20reduction%20in,every%20doubling%20of%20cumulative%20capacity&text=Latest%20learning%20curve%20for%20solar,cumulative%20capacity%2C%201976%2D2018e!
0.285
wind
LBL, NREL, see especially section 3.7
https://emp.lbl.gov/sites/all/files/lbnl-1005717.pdf
presents learning rates in less certain terms
type | historical learning rate range | expert survey learning rate range
onshore wind | 10.5%--18.6% | 14--18%
offshore wind | 8%--13% | 16%--20% | the historical learning rate is problematic because the offshore history is so short and there is not much data
suggested learning rates:
| onshore wind | 0.15275 | (average of the historical and expert learning rates)
| offshore wind | 0.18 | (average of the expert learning rates)
Takeaways:
The EI learning rates for solar and onshore wind are a bit (~10-15%) too low.
The EI learning rates for offshore wind are too high (about ~35% too high)

## ATB Offshore Wind
Offshore Wind Inputs | [9 empty] | https://atb.nrel.gov/electricity/2017/index.html?t=ow
Inputs
[8 empty] | Take me to: | [9 empty] | Calculated
| X |  |  |  | Current Costs
[6 empty] | Techno-Economic Cost and Performance Parameters |  | Net Capacity Factor (%) | TRG 1 - Offshore Fixed | 45.37% |  |  | Basis Year: |  | 2016
[9 empty] | TRG 2 - Offshore Fixed | 42.99%
[9 empty] | TRG 3 - Offshore Fixed | 41.89% |  |  | Offshore Wind Techno-Resource Groups (TRG)
[9 empty] | TRG 4 - Offshore Fixed | 40.61% |  |  | TRG |  | LCOE Range ($/MWh) | Wind Speed Range (m/s) | Weighted Average Wind Speed (m/s) | Weighted Water Depth (m) | Weighted Distance Site to Cable Landfall (km) | Weighted Average CAPEX ($/kW) | Weighted Average OPEX ($/kW/yr) | Weighted Average Net CF (%) | Potential Wind Plant Capacity (GW) | Potential Wind Plant Energy (TWh)
[9 empty] | TRG 5 - Offshore Fixed | 36.85% |  |  | Fixed-Bottom | TRG 1 | LCOE <= 104 | 8.5 - 9.0 | 8.6128 | 13.3512 | 5.5811 | 3800.1458 | 137.1615 | 45.37% | 12.4913 | 48.5245
[9 empty] | TRG 6 - Offshore Floating | 50.53% |  |  |  | TRG 2 | LCOE <= 113 | 8.0 - 8.5 | 8.4394 | 16.0118 | 8.7768 | 3889.8668 | 142.6483 | 42.99% | 24.9825 | 94.1529
[9 empty] | TRG 7 - Offshore Floating | 49.85% |  |  |  | TRG 3 | LCOE <= 119 | 8.0 - 8.5 | 8.3474 | 18.6007 | 14.9443 | 4026.8733 | 144.7683 | 41.89% | 49.9651 | 182.0083
[9 empty] | TRG 8 - Offshore Floating | 48.71% |  |  |  | TRG 4 | LCOE <= 135 | 8.0 - 8.5 | 8.3121 | 25.6307 | 35.5679 | 4555.794 | 151.6499 | 40.61% | 320 | 1131.2911
[9 empty] | TRG 9 - Offshore Floating | 47.55% |  |  |  | TRG 5 | LCOE <= 170 | 7.5 - 8.0 | 7.8713 | 35.5846 | 72.3164 | 5332.8353 | 159.1364 | 36.85% | 320 | 1023.3283
[9 empty] | TRG 10 - Offshore Floating | 44.86% |  |  | Floating | TRG 6 | LCOE <= 122 | 9.5 - 10 | 9.6958 | 130.2815 | 23.5894 | 5961.0077 | 105.6258 | 50.53% | 12.4913 | 54.9928
[9 empty] | TRG 11 - Offshore Floating | 41.76% |  |  |  | TRG 7 | LCOE <= 128 | 9.5 - 10 | 9.6796 | 144.921 | 39.9976 | 6217.2265 | 107.5587 | 49.85% | 24.9825 | 107.6369
[9 empty] | TRG 12 - Offshore Floating | 37.47% |  |  |  | TRG 8 | LCOE <= 135 | 9.5 - 10 | 9.4686 | 139.3789 | 49.7495 | 6377.0929 | 111.3449 | 48.71% | 49.9651 | 212.3112
[9 empty] | TRG 13 - Offshore Floating | 35.36% |  |  |  | TRG 9 | LCOE <= 146 | 9.0 - 9.5 | 9.4206 | 135.5475 | 70.4262 | 6687.1211 | 122.4122 | 47.55% | 99.9302 | 413.9413
[9 empty] | TRG 14 - Offshore Floating | 32.56% |  |  |  | TRG 10 | LCOE <= 161 | 9.0 - 9.5 | 9.0906 | 139.6627 | 93.7628 | 6931.3775 | 129.0073 | 44.86% | 199.8603 | 780.8058
[9 empty] | TRG 15 - Offshore Floating | 31.31% |  |  |  | TRG 11 | LCOE <= 180 | 8.5 - 9.0 | 8.7028 | 322.9476 | 117.7679 | 7211.1061 | 133.6116 | 41.76% | 199.8603 | 726.8045
[14 empty] | TRG 12 | LCOE <= 201 | 8.0 - 8.5 | 8.1332 | 403.5639 | 123.3721 | 7223.8245 | 135.0813 | 37.47% | 199.8603 | 651.0195
[8 empty] | Annual Energy Production (kWh/kW) | TRG 1 - Offshore Fixed | 3974.5286 |  |  |  | TRG 13 | LCOE <= 218 | 7.5 - 8.0 | 7.7745 | 473.7989 | 138.1098 | 7410.5153 | 136.1152 | 35.36% | 199.8603 | 614.5911
[9 empty] | TRG 2 - Offshore Fixed | 3765.5322 |  |  |  | TRG 14 | LCOE <= 240 | 7.0 - 7.5 | 7.4341 | 615.1904 | 129.5689 | 7606.1109 | 131.3728 | 32.56% | 199.8603 | 565.6307
[9 empty] | TRG 3 - Offshore Fixed | 3669.3284 |  |  |  | TRG 15 | LCOE <= 268 | 7.5 - 8.0 | 7.4617 | 797.4204 | 199.0658 | 8203.6249 | 138.1465 | 31.31% | 143.3998 | 390.262
[9 empty] | TRG 4 - Offshore Fixed | 3557.3763 |  |  | Total | [9 empty] | 2057.5093 | 6997.3009
[9 empty] | TRG 5 - Offshore Fixed | 3228.1805
[9 empty] | TRG 6 - Offshore Floating | 4426.4033
[9 empty] | TRG 7 - Offshore Floating | 4366.8015 |  |  | Financial Assumptions (2016):
[9 empty] | TRG 8 - Offshore Floating | 4266.9415 |  |  | Inflation Rate |  |  |  | 2.5%
[9 empty] | TRG 9 - Offshore Floating | 4164.9551 |  |  | Capital Recovery Period (Years) |  |  |  | 30
[9 empty] | TRG 10 - Offshore Floating | 3930.1244 |  |  | Interest Rate Nominal - Mid |  |  |  | 3.73%
[9 empty] | TRG 11 - Offshore Floating | 3658.5863 |  |  | Calculated Interest Rate Real - Mid |  |  |  | 1.2%
[9 empty] | TRG 12 - Offshore Floating | 3282.1865 |  |  | Interest During Construction - Nominal |  |  |  | 3.73%
[9 empty] | TRG 13 - Offshore Floating | 3097.2607 |  |  | Rate of Return on Equity Nominal - Mid |  |  |  | 16.03%
[9 empty] | TRG 14 - Offshore Floating | 2851.8877 |  |  | Calculated Rate of Return on Equity Real - Mid |  |  |  | 13.2%
[9 empty] | TRG 15 - Offshore Floating | 2742.3584 |  |  | Debt Fraction - Mid |  |  |  | 60%
[13 empty] | Tax Rate (Federal and State) |  |  |  | 25.74%
[8 empty] | CAPEX ($/kW) | TRG 1 - Offshore Fixed | 3800.1458 |  |  | WACC Nominal - Mid |  |  |  | 8.074%
[9 empty] | TRG 2 - Offshore Fixed | 3889.8668 |  |  | WACC Real - Mid |  |  |  | 5.438%
[9 empty] | TRG 3 - Offshore Fixed | 4026.8733 |  |  | Depreciation Period |  |  |  | 5
[9 empty] | TRG 4 - Offshore Fixed | 4555.794 |  |  | Construction Finance Factor |  |  |  | 1.0365
[9 empty] | TRG 5 - Offshore Fixed | 5332.8353 |  |  | Present Value of Depreciation |  |  |  | 0.80986
[9 empty] | TRG 6 - Offshore Floating | 5961.0077 |  |  | Project Finance Factor |  |  |  | 1.0659
[9 empty] | TRG 7 - Offshore Floating | 6217.2265 |  |  | Capital Recovery Factor (CRF) Nominal - Mid |  |  |  | 8.945%
[9 empty] | TRG 8 - Offshore Floating | 6377.0929 |  |  | Capital Recovery Factor (CRF) Real - Mid |  |  |  | 6.833%
[9 empty] | TRG 9 - Offshore Floating | 6687.1211
[9 empty] | TRG 10 - Offshore Floating | 6931.3775 |  |  | Construction Duration yrs |  | 3
[9 empty] | TRG 11 - Offshore Floating | 7211.1061 |  |  | Year | Capital | Accumulated
[9 empty] | TRG 12 - Offshore Floating | 7223.8245 |  |  | Index | Fraction | Interest
[9 empty] | TRG 13 - Offshore Floating | 7410.5153 |  |  | 0 | 40% | 1.0137
[9 empty] | TRG 14 - Offshore Floating | 7606.1109 |  |  | 1 | 40% | 1.0419
[9 empty] | TRG 15 - Offshore Floating | 8203.6249 |  |  | 2 | 20% | 1.0712
[8 empty] | Construction Financing Cost ($/kW) | TRG 1 - Offshore Fixed | 133.8273
[9 empty] | TRG 2 - Offshore Fixed | 136.9869
[9 empty] | TRG 3 - Offshore Fixed | 141.8118
[9 empty] | TRG 4 - Offshore Fixed | 160.4385
[9 empty] | TRG 5 - Offshore Fixed | 187.803
[9 empty] | TRG 6 - Offshore Floating | 209.925
[9 empty] | TRG 7 - Offshore Floating | 218.9481
[9 empty] | TRG 8 - Offshore Floating | 224.578
[9 empty] | TRG 9 - Offshore Floating | 235.4961
[9 empty] | TRG 10 - Offshore Floating | 244.0979
[9 empty] | TRG 11 - Offshore Floating | 253.9489
[9 empty] | TRG 12 - Offshore Floating | 254.3968
[9 empty] | TRG 13 - Offshore Floating | 260.9714
[9 empty] | TRG 14 - Offshore Floating | 267.8595
[9 empty] | TRG 15 - Offshore Floating | 288.9018
[12 empty] | MACRS yr | 1 | 2 | 3 | 4 | 5 | 6
[8 empty] | Overnight Capital Cost (OCC) ($/kW) | TRG 1 - Offshore Fixed | 3438.7561 |  | Depreciation | 0.2 | 0.32 | 0.192 | 0.1152 | 0.1152 | 0.0576
[9 empty] | TRG 2 - Offshore Fixed | 3479.3982 |  | Fraction
[9 empty] | TRG 3 - Offshore Fixed | 3529.3752 |  | Depreciation | 0.92529 | 0.85617 | 0.7922 | 0.73302 | 0.67826 | 0.62759
[9 empty] | TRG 4 - Offshore Fixed | 3807.1234 |  | Factor
[9 empty] | TRG 5 - Offshore Fixed | 4258.0101
[9 empty] | TRG 6 - Offshore Floating | 5272.4603
[9 empty] | TRG 7 - Offshore Floating | 5341.4701
[9 empty] | TRG 8 - Offshore Floating | 5422.9877
[9 empty] | TRG 9 - Offshore Floating | 5559.9005
[9 empty] | TRG 10 - Offshore Floating | 5649.0868
[9 empty] | TRG 11 - Offshore Floating | 5808.4943
[9 empty] | TRG 12 - Offshore Floating | 5839.5101
[9 empty] | TRG 13 - Offshore Floating | 5959.7059
[9 empty] | TRG 14 - Offshore Floating | 6134.9135
[9 empty] | TRG 15 - Offshore Floating | 6458.3645
[8 empty] | Fixed Operation and Maintenance Expenses ($/kW-year) | TRG 1 - Offshore Fixed | 137.1615
[9 empty] | TRG 2 - Offshore Fixed | 142.6483
[9 empty] | TRG 3 - Offshore Fixed | 144.7683
[9 empty] | TRG 4 - Offshore Fixed | 151.6499
[9 empty] | TRG 5 - Offshore Fixed | 159.1364
[9 empty] | TRG 6 - Offshore Floating | 105.6258
[9 empty] | TRG 7 - Offshore Floating | 107.5587
[9 empty] | TRG 8 - Offshore Floating | 111.3449
[9 empty] | TRG 9 - Offshore Floating | 122.4122
[9 empty] | TRG 10 - Offshore Floating | 129.0073
[9 empty] | TRG 11 - Offshore Floating | 133.6116
[9 empty] | TRG 12 - Offshore Floating | 135.0813
[9 empty] | TRG 13 - Offshore Floating | 136.1152
[9 empty] | TRG 14 - Offshore Floating | 131.3728
[9 empty] | TRG 15 - Offshore Floating | 138.1465
[8 empty] | Variable Operation and Maintenance Expenses ($/MWh) | TRG 1 - Offshore Fixed | 0
[9 empty] | TRG 2 - Offshore Fixed | 0
[9 empty] | TRG 3 - Offshore Fixed | 0
[9 empty] | TRG 4 - Offshore Fixed | 0
[9 empty] | TRG 5 - Offshore Fixed | 0
[9 empty] | TRG 6 - Offshore Floating | 0
[9 empty] | TRG 7 - Offshore Floating | 0
[9 empty] | TRG 8 - Offshore Floating | 0
[9 empty] | TRG 9 - Offshore Floating | 0
[9 empty] | TRG 10 - Offshore Floating | 0
[9 empty] | TRG 11 - Offshore Floating | 0
[9 empty] | TRG 12 - Offshore Floating | 0
[9 empty] | TRG 13 - Offshore Floating | 0
[9 empty] | TRG 14 - Offshore Floating | 0
[9 empty] | TRG 15 - Offshore Floating | 0
[6 empty] | Finance |  | Weighted Average Cost of Capital (WACC) (Nominal) (%) | TRG 1 - Offshore Fixed | 8.074%
[9 empty] | TRG 2 - Offshore Fixed | 8.074%
[9 empty] | TRG 3 - Offshore Fixed | 8.074%
[9 empty] | TRG 4 - Offshore Fixed | 8.074%
[9 empty] | TRG 5 - Offshore Fixed | 8.074%
[9 empty] | TRG 6 - Offshore Floating | 8.074%
[9 empty] | TRG 7 - Offshore Floating | 8.074%
[9 empty] | TRG 8 - Offshore Floating | 8.074%
[9 empty] | TRG 9 - Offshore Floating | 8.074%
[9 empty] | TRG 10 - Offshore Floating | 8.074%
[9 empty] | TRG 11 - Offshore Floating | 8.074%
[9 empty] | TRG 12 - Offshore Floating | 8.074%
[9 empty] | TRG 13 - Offshore Floating | 8.074%
[9 empty] | TRG 14 - Offshore Floating | 8.074%
[9 empty] | TRG 15 - Offshore Floating | 8.074%
[6 empty] | Grid Connection Costs |  | Grid Connection Costs (GCC) ($/kW) | TRG 1 - Offshore Fixed | 227.5624
[9 empty] | TRG 2 - Offshore Fixed | 273.4817
[9 empty] | TRG 3 - Offshore Fixed | 355.6863
[9 empty] | TRG 4 - Offshore Fixed | 588.2321
[9 empty] | TRG 5 - Offshore Fixed | 887.0222
[9 empty] | TRG 6 - Offshore Floating | 478.6224
[9 empty] | TRG 7 - Offshore Floating | 656.8083
[9 empty] | TRG 8 - Offshore Floating | 729.5272
[9 empty] | TRG 9 - Offshore Floating | 891.7245
[9 empty] | TRG 10 - Offshore Floating | 1038.1928
[9 empty] | TRG 11 - Offshore Floating | 1148.6629
[9 empty] | TRG 12 - Offshore Floating | 1129.9176
[9 empty] | TRG 13 - Offshore Floating | 1189.838
[9 empty] | TRG 14 - Offshore Floating | 1203.3379
[9 empty] | TRG 15 - Offshore Floating | 1456.3586
[8 empty] | Grid Feature Costs ($/kW) | TRG 1 - Offshore Fixed | 0
[9 empty] | TRG 2 - Offshore Fixed | 0
[9 empty] | TRG 3 - Offshore Fixed | 0
[9 empty] | TRG 4 - Offshore Fixed | 0
[9 empty] | TRG 5 - Offshore Fixed | 0
[9 empty] | TRG 6 - Offshore Floating | 0
[9 empty] | TRG 7 - Offshore Floating | 0
[9 empty] | TRG 8 - Offshore Floating | 0
[9 empty] | TRG 9 - Offshore Floating | 0
[9 empty] | TRG 10 - Offshore Floating | 0
[9 empty] | TRG 11 - Offshore Floating | 0
[9 empty] | TRG 12 - Offshore Floating | 0
[9 empty] | TRG 13 - Offshore Floating | 0
[9 empty] | TRG 14 - Offshore Floating | 0
[9 empty] | TRG 15 - Offshore Floating | 0
[8 empty] | Onshore Spur Line Costs ($/kW) | TRG 1 - Offshore Fixed | 0
[9 empty] | TRG 2 - Offshore Fixed | 0
[9 empty] | TRG 3 - Offshore Fixed | 0
[9 empty] | TRG 4 - Offshore Fixed | 0
[9 empty] | TRG 5 - Offshore Fixed | 0
[9 empty] | TRG 6 - Offshore Floating | 0
[9 empty] | TRG 7 - Offshore Floating | 0
[9 empty] | TRG 8 - Offshore Floating | 0
[9 empty] | TRG 9 - Offshore Floating | 0
[9 empty] | TRG 10 - Offshore Floating | 0
[9 empty] | TRG 11 - Offshore Floating | 0
[9 empty] | TRG 12 - Offshore Floating | 0
[9 empty] | TRG 13 - Offshore Floating | 0
[9 empty] | TRG 14 - Offshore Floating | 0
[9 empty] | TRG 15 - Offshore Floating | 0
[8 empty] | Offshore Spur Line Costs ($/kW) | TRG 1 - Offshore Fixed | 227.5624
[9 empty] | TRG 2 - Offshore Fixed | 273.4817
[9 empty] | TRG 3 - Offshore Fixed | 355.6863
[9 empty] | TRG 4 - Offshore Fixed | 588.2321
[9 empty] | TRG 5 - Offshore Fixed | 887.0222
[9 empty] | TRG 6 - Offshore Floating | 478.6224
[9 empty] | TRG 7 - Offshore Floating | 656.8083
[9 empty] | TRG 8 - Offshore Floating | 729.5272
[9 empty] | TRG 9 - Offshore Floating | 891.7245
[9 empty] | TRG 10 - Offshore Floating | 1038.1928
[9 empty] | TRG 11 - Offshore Floating | 1148.6629
[9 empty] | TRG 12 - Offshore Floating | 1129.9176
[9 empty] | TRG 13 - Offshore Floating | 1189.838
[9 empty] | TRG 14 - Offshore Floating | 1203.3379
[9 empty] | TRG 15 - Offshore Floating | 1456.3586
[6 empty] | LCOE |  | Levelized Cost of Energy ($/MWh) | TRG 1 - Offshore Fixed | 104.1528
[9 empty] | TRG 2 - Offshore Fixed | 113.1262
[9 empty] | TRG 3 - Offshore Fixed | 119.3896
[9 empty] | TRG 4 - Offshore Fixed | 135.9111
[9 empty] | TRG 5 - Offshore Fixed | 169.6225
[9 empty] | TRG 6 - Offshore Floating | 121.9538
[9 empty] | TRG 7 - Offshore Floating | 128.3347
[9 empty] | TRG 8 - Offshore Floating | 134.9544
[9 empty] | TRG 9 - Offshore Floating | 146.3382
[9 empty] | TRG 10 - Offshore Floating | 161.2871
[9 empty] | TRG 11 - Offshore Floating | 180.0853
[9 empty] | TRG 12 - Offshore Floating | 201.4675
[9 empty] | TRG 13 - Offshore Floating | 218.2205
[9 empty] | TRG 14 - Offshore Floating | 240.3287
[9 empty] | TRG 15 - Offshore Floating | 268.2677
[8 empty] | Overnight Levelized Cost of Energy ($/MWh) | TRG 1 - Offshore Fixed | 97.5299 | * this is similar to the LCOE used in the TCDB (Transparent Cost Database)
[9 empty] | TRG 2 - Offshore Fixed | 105.1863
[9 empty] | TRG 3 - Offshore Fixed | 109.514
[9 empty] | TRG 4 - Offshore Fixed | 120.5819
[9 empty] | TRG 5 - Offshore Fixed | 145.3709
[9 empty] | TRG 6 - Offshore Floating | 110.6234
[9 empty] | TRG 7 - Offshore Floating | 113.727
[9 empty] | TRG 8 - Offshore Floating | 118.6675
[9 empty] | TRG 9 - Offshore Floating | 126.6249
[9 empty] | TRG 10 - Offshore Floating | 137.5219
[9 empty] | TRG 11 - Offshore Floating | 152.1608
[9 empty] | TRG 12 - Offshore Floating | 170.7467
[9 empty] | TRG 13 - Offshore Floating | 184.1018
[9 empty] | TRG 14 - Offshore Floating | 202.7536
[9 empty] | TRG 15 - Offshore Floating | 221.9126
***Note: For future projections, low, mid, and high refer to the resulting low, mid, and high LCOE projections.
|  |  | X |  | Future Projections
Basis Year
[10 empty] | 2016 | 2017 | 2018 | 2019 | 2020 | 2021 | 2022 | 2023 | 2024 | 2025 | 2026 | 2027 | 2028 | 2029 | 2030 | 2031 | 2032 | 2033 | 2034 | 2035 | 2036 | 2037 | 2038 | 2039 | 2040 | 2041 | 2042 | 2043 | 2044 | 2045 | 2046 | 2047 | 2048 | 2049 | 2050
[6 empty] | Techno-Economic Cost and Performance Parameters |  | Net Capacity Factor (%) | TRG 1 - Low | 45.37% | 46.12% | 46.46% | 46.79% | 47.11% | 47.43% | 47.74% | 48.04% | 48.34% | 48.62% | 48.91% | 49.18% | 49.45% | 49.71% | 49.97% | 50.22% | 50.46% | 50.7% | 50.93% | 51.15% | 51.36% | 51.57% | 51.77% | 51.97% | 52.16% | 52.34% | 52.51% | 52.68% | 52.84% | 53% | 53.14% | 53.28% | 53.42% | 53.55% | 53.67%
[9 empty] | TRG 1 - Mid | 45.37% | 45.51% | 45.64% | 45.77% | 45.89% | 46.02% | 46.14% | 46.26% | 46.37% | 46.49% | 46.6% | 46.7% | 46.81% | 46.91% | 47.01% | 47.11% | 47.2% | 47.3% | 47.39% | 47.47% | 47.56% | 47.64% | 47.72% | 47.79% | 47.87% | 47.94% | 48.01% | 48.07% | 48.14% | 48.2% | 48.25% | 48.31% | 48.36% | 48.41% | 48.46%
[9 empty] | TRG 1 - Constant | 45.37% | 45.37% | 45.37% | 45.37% | 45.37% | 45.37% | 45.37% | 45.37% | 45.37% | 45.37% | 45.37% | 45.37% | 45.37% | 45.37% | 45.37% | 45.37% | 45.37% | 45.37% | 45.37% | 45.37% | 45.37% | 45.37% | 45.37% | 45.37% | 45.37% | 45.37% | 45.37% | 45.37% | 45.37% | 45.37% | 45.37% | 45.37% | 45.37% | 45.37% | 45.37%
[9 empty] | TRG 2 - Low | 42.99% | 43.74% | 44.07% | 44.4% | 44.72% | 45.04% | 45.35% | 45.65% | 45.95% | 46.24% | 46.52% | 46.8% | 47.07% | 47.33% | 47.58% | 47.83% | 48.08% | 48.31% | 48.54% | 48.76% | 48.98% | 49.19% | 49.39% | 49.58% | 49.77% | 49.95% | 50.13% | 50.29% | 50.46% | 50.61% | 50.76% | 50.9% | 51.03% | 51.16% | 51.28%
[9 empty] | TRG 2 - Mid | 42.99% | 43.12% | 43.25% | 43.38% | 43.51% | 43.63% | 43.75% | 43.87% | 43.99% | 44.1% | 44.21% | 44.32% | 44.42% | 44.53% | 44.63% | 44.72% | 44.82% | 44.91% | 45% | 45.09% | 45.17% | 45.25% | 45.33% | 45.41% | 45.48% | 45.55% | 45.62% | 45.69% | 45.75% | 45.81% | 45.87% | 45.92% | 45.98% | 46.03% | 46.07%
[9 empty] | TRG 2 - Constant | 42.99% | 42.99% | 42.99% | 42.99% | 42.99% | 42.99% | 42.99% | 42.99% | 42.99% | 42.99% | 42.99% | 42.99% | 42.99% | 42.99% | 42.99% | 42.99% | 42.99% | 42.99% | 42.99% | 42.99% | 42.99% | 42.99% | 42.99% | 42.99% | 42.99% | 42.99% | 42.99% | 42.99% | 42.99% | 42.99% | 42.99% | 42.99% | 42.99% | 42.99% | 42.99%
[9 empty] | TRG 3 - Low | 41.89% | 42.64% | 42.97% | 43.3% | 43.63% | 43.94% | 44.25% | 44.56% | 44.85% | 45.14% | 45.42% | 45.7% | 45.97% | 46.23% | 46.49% | 46.74% | 46.98% | 47.21% | 47.44% | 47.66% | 47.88% | 48.09% | 48.29% | 48.48% | 48.67% | 48.85% | 49.03% | 49.2% | 49.36% | 49.51% | 49.66% | 49.8% | 49.94% | 50.06% | 50.18%
[9 empty] | TRG 3 - Mid | 41.89% | 42.02% | 42.15% | 42.28% | 42.41% | 42.53% | 42.65% | 42.77% | 42.89% | 43% | 43.11% | 43.22% | 43.33% | 43.43% | 43.53% | 43.63% | 43.72% | 43.81% | 43.9% | 43.99% | 44.07% | 44.15% | 44.23% | 44.31% | 44.38% | 44.45% | 44.52% | 44.59% | 44.65% | 44.71% | 44.77% | 44.82% | 44.88% | 44.93% | 44.97%
[9 empty] | TRG 3 - Constant | 41.89% | 41.89% | 41.89% | 41.89% | 41.89% | 41.89% | 41.89% | 41.89% | 41.89% | 41.89% | 41.89% | 41.89% | 41.89% | 41.89% | 41.89% | 41.89% | 41.89% | 41.89% | 41.89% | 41.89% | 41.89% | 41.89% | 41.89% | 41.89% | 41.89% | 41.89% | 41.89% | 41.89% | 41.89% | 41.89% | 41.89% | 41.89% | 41.89% | 41.89% | 41.89%
[9 empty] | TRG 4 - Low | 40.61% | 41.36% | 41.7% | 42.03% | 42.35% | 42.66% | 42.97% | 43.28% | 43.57% | 43.86% | 44.15% | 44.42% | 44.69% | 44.95% | 45.21% | 45.46% | 45.7% | 45.93% | 46.16% | 46.39% | 46.6% | 46.81% | 47.01% | 47.21% | 47.39% | 47.58% | 47.75% | 47.92% | 48.08% | 48.23% | 48.38% | 48.52% | 48.66% | 48.78% | 48.91%
[9 empty] | TRG 4 - Mid | 40.61% | 40.74% | 40.88% | 41% | 41.13% | 41.25% | 41.38% | 41.49% | 41.61% | 41.72% | 41.83% | 41.94% | 42.05% | 42.15% | 42.25% | 42.35% | 42.44% | 42.53% | 42.62% | 42.71% | 42.79% | 42.88% | 42.96% | 43.03% | 43.11% | 43.18% | 43.24% | 43.31% | 43.37% | 43.43% | 43.49% | 43.55% | 43.6% | 43.65% | 43.7%
[9 empty] | TRG 4 - Constant | 40.61% | 40.61% | 40.61% | 40.61% | 40.61% | 40.61% | 40.61% | 40.61% | 40.61% | 40.61% | 40.61% | 40.61% | 40.61% | 40.61% | 40.61% | 40.61% | 40.61% | 40.61% | 40.61% | 40.61% | 40.61% | 40.61% | 40.61% | 40.61% | 40.61% | 40.61% | 40.61% | 40.61% | 40.61% | 40.61% | 40.61% | 40.61% | 40.61% | 40.61% | 40.61%
[9 empty] | TRG 5 - Low | 36.85% | 37.6% | 37.94% | 38.27% | 38.59% | 38.91% | 39.22% | 39.52% | 39.82% | 40.1% | 40.39% | 40.66% | 40.93% | 41.19% | 41.45% | 41.7% | 41.94% | 42.18% | 42.41% | 42.63% | 42.84% | 43.05% | 43.25% | 43.45% | 43.64% | 43.82% | 43.99% | 44.16% | 44.32% | 44.48% | 44.62% | 44.76% | 44.9% | 45.03% | 45.15%
[9 empty] | TRG 5 - Mid | 36.85% | 36.99% | 37.12% | 37.25% | 37.37% | 37.5% | 37.62% | 37.74% | 37.85% | 37.97% | 38.08% | 38.18% | 38.29% | 38.39% | 38.49% | 38.59% | 38.68% | 38.78% | 38.87% | 38.95% | 39.04% | 39.12% | 39.2% | 39.27% | 39.35% | 39.42% | 39.49% | 39.55% | 39.62% | 39.68% | 39.73% | 39.79% | 39.84% | 39.89% | 39.94%
[9 empty] | TRG 5 - Constant | 36.85% | 36.85% | 36.85% | 36.85% | 36.85% | 36.85% | 36.85% | 36.85% | 36.85% | 36.85% | 36.85% | 36.85% | 36.85% | 36.85% | 36.85% | 36.85% | 36.85% | 36.85% | 36.85% | 36.85% | 36.85% | 36.85% | 36.85% | 36.85% | 36.85% | 36.85% | 36.85% | 36.85% | 36.85% | 36.85% | 36.85% | 36.85% | 36.85% | 36.85% | 36.85%
[9 empty] | TRG 6 - Low | 50.53% | 51.28% | 51.62% | 51.95% | 52.27% | 52.59% | 52.89% | 53.2% | 53.49% | 53.78% | 54.07% | 54.34% | 54.61% | 54.87% | 55.13% | 55.38% | 55.62% | 55.86% | 56.08% | 56.31% | 56.52% | 56.73% | 56.93% | 57.13% | 57.31% | 57.5% | 57.67% | 57.84% | 58% | 58.15% | 58.3% | 58.44% | 58.58% | 58.71% | 58.83%
[9 empty] | TRG 6 - Mid | 50.53% | 50.66% | 50.8% | 50.92% | 51.05% | 51.17% | 51.3% | 51.41% | 51.53% | 51.64% | 51.75% | 51.86% | 51.97% | 52.07% | 52.17% | 52.27% | 52.36% | 52.45% | 52.54% | 52.63% | 52.72% | 52.8% | 52.88% | 52.95% | 53.03% | 53.1% | 53.16% | 53.23% | 53.29% | 53.35% | 53.41% | 53.47% | 53.52% | 53.57% | 53.62%
[9 empty] | TRG 6 - Constant | 50.53% | 50.53% | 50.53% | 50.53% | 50.53% | 50.53% | 50.53% | 50.53% | 50.53% | 50.53% | 50.53% | 50.53% | 50.53% | 50.53% | 50.53% | 50.53% | 50.53% | 50.53% | 50.53% | 50.53% | 50.53% | 50.53% | 50.53% | 50.53% | 50.53% | 50.53% | 50.53% | 50.53% | 50.53% | 50.53% | 50.53% | 50.53% | 50.53% | 50.53% | 50.53%
[9 empty] | TRG 7 - Low | 49.85% | 50.6% | 50.94% | 51.27% | 51.59% | 51.9% | 52.21% | 52.52% | 52.81% | 53.1% | 53.39% | 53.66% | 53.93% | 54.19% | 54.45% | 54.7% | 54.94% | 55.17% | 55.4% | 55.63% | 55.84% | 56.05% | 56.25% | 56.45% | 56.63% | 56.82% | 56.99% | 57.16% | 57.32% | 57.47% | 57.62% | 57.76% | 57.9% | 58.02% | 58.15%
[9 empty] | TRG 7 - Mid | 49.85% | 49.98% | 50.12% | 50.24% | 50.37% | 50.49% | 50.62% | 50.73% | 50.85% | 50.96% | 51.07% | 51.18% | 51.29% | 51.39% | 51.49% | 51.59% | 51.68% | 51.77% | 51.86% | 51.95% | 52.03% | 52.12% | 52.2% | 52.27% | 52.35% | 52.42% | 52.48% | 52.55% | 52.61% | 52.67% | 52.73% | 52.79% | 52.84% | 52.89% | 52.94%
[9 empty] | TRG 7 - Constant | 49.85% | 49.85% | 49.85% | 49.85% | 49.85% | 49.85% | 49.85% | 49.85% | 49.85% | 49.85% | 49.85% | 49.85% | 49.85% | 49.85% | 49.85% | 49.85% | 49.85% | 49.85% | 49.85% | 49.85% | 49.85% | 49.85% | 49.85% | 49.85% | 49.85% | 49.85% | 49.85% | 49.85% | 49.85% | 49.85% | 49.85% | 49.85% | 49.85% | 49.85% | 49.85%
[9 empty] | TRG 8 - Low | 48.71% | 49.46% | 49.8% | 50.13% | 50.45% | 50.76% | 51.07% | 51.38% | 51.67% | 51.96% | 52.25% | 52.52% | 52.79% | 53.05% | 53.31% | 53.56% | 53.8% | 54.03% | 54.26% | 54.49% | 54.7% | 54.91% | 55.11% | 55.31% | 55.49% | 55.68% | 55.85% | 56.02% | 56.18% | 56.33% | 56.48% | 56.62% | 56.76% | 56.88% | 57.01%
[9 empty] | TRG 8 - Mid | 48.71% | 48.84% | 48.98% | 49.1% | 49.23% | 49.35% | 49.48% | 49.59% | 49.71% | 49.82% | 49.93% | 50.04% | 50.15% | 50.25% | 50.35% | 50.45% | 50.54% | 50.63% | 50.72% | 50.81% | 50.89% | 50.98% | 51.06% | 51.13% | 51.21% | 51.28% | 51.34% | 51.41% | 51.47% | 51.53% | 51.59% | 51.65% | 51.7% | 51.75% | 51.8%
[9 empty] | TRG 8 - Constant | 48.71% | 48.71% | 48.71% | 48.71% | 48.71% | 48.71% | 48.71% | 48.71% | 48.71% | 48.71% | 48.71% | 48.71% | 48.71% | 48.71% | 48.71% | 48.71% | 48.71% | 48.71% | 48.71% | 48.71% | 48.71% | 48.71% | 48.71% | 48.71% | 48.71% | 48.71% | 48.71% | 48.71% | 48.71% | 48.71% | 48.71% | 48.71% | 48.71% | 48.71% | 48.71%
[9 empty] | TRG 9 - Low | 47.55% | 48.29% | 48.63% | 48.96% | 49.28% | 49.6% | 49.91% | 50.21% | 50.51% | 50.8% | 51.08% | 51.36% | 51.63% | 51.89% | 52.14% | 52.39% | 52.64% | 52.87% | 53.1% | 53.32% | 53.54% | 53.74% | 53.95% | 54.14% | 54.33% | 54.51% | 54.69% | 54.85% | 55.02% | 55.17% | 55.32% | 55.46% | 55.59% | 55.72% | 55.84%
[9 empty] | TRG 9 - Mid | 47.55% | 47.68% | 47.81% | 47.94% | 48.07% | 48.19% | 48.31% | 48.43% | 48.55% | 48.66% | 48.77% | 48.88% | 48.98% | 49.09% | 49.19% | 49.28% | 49.38% | 49.47% | 49.56% | 49.65% | 49.73% | 49.81% | 49.89% | 49.97% | 50.04% | 50.11% | 50.18% | 50.25% | 50.31% | 50.37% | 50.43% | 50.48% | 50.54% | 50.59% | 50.63%
[9 empty] | TRG 9 - Constant | 47.55% | 47.55% | 47.55% | 47.55% | 47.55% | 47.55% | 47.55% | 47.55% | 47.55% | 47.55% | 47.55% | 47.55% | 47.55% | 47.55% | 47.55% | 47.55% | 47.55% | 47.55% | 47.55% | 47.55% | 47.55% | 47.55% | 47.55% | 47.55% | 47.55% | 47.55% | 47.55% | 47.55% | 47.55% | 47.55% | 47.55% | 47.55% | 47.55% | 47.55% | 47.55%
[9 empty] | TRG 10 - Low | 44.86% | 45.61% | 45.95% | 46.28% | 46.6% | 46.92% | 47.23% | 47.53% | 47.83% | 48.12% | 48.4% | 48.68% | 48.95% | 49.21% | 49.46% | 49.71% | 49.95% | 50.19% | 50.42% | 50.64% | 50.86% | 51.06% | 51.27% | 51.46% | 51.65% | 51.83% | 52.01% | 52.17% | 52.33% | 52.49% | 52.64% | 52.78% | 52.91% | 53.04% | 53.16%
[9 empty] | TRG 10 - Mid | 44.86% | 45% | 45.13% | 45.26% | 45.39% | 45.51% | 45.63% | 45.75% | 45.87% | 45.98% | 46.09% | 46.2% | 46.3% | 46.4% | 46.5% | 46.6% | 46.7% | 46.79% | 46.88% | 46.97% | 47.05% | 47.13% | 47.21% | 47.29% | 47.36% | 47.43% | 47.5% | 47.57% | 47.63% | 47.69% | 47.75% | 47.8% | 47.85% | 47.9% | 47.95%
[9 empty] | TRG 10 - Constant | 44.86% | 44.86% | 44.86% | 44.86% | 44.86% | 44.86% | 44.86% | 44.86% | 44.86% | 44.86% | 44.86% | 44.86% | 44.86% | 44.86% | 44.86% | 44.86% | 44.86% | 44.86% | 44.86% | 44.86% | 44.86% | 44.86% | 44.86% | 44.86% | 44.86% | 44.86% | 44.86% | 44.86% | 44.86% | 44.86% | 44.86% | 44.86% | 44.86% | 44.86% | 44.86%
[9 empty] | TRG 11 - Low | 41.76% | 42.51% | 42.85% | 43.18% | 43.5% | 43.82% | 44.13% | 44.43% | 44.73% | 45.02% | 45.3% | 45.58% | 45.85% | 46.11% | 46.36% | 46.61% | 46.85% | 47.09% | 47.32% | 47.54% | 47.76% | 47.96% | 48.17% | 48.36% | 48.55% | 48.73% | 48.91% | 49.07% | 49.23% | 49.39% | 49.54% | 49.68% | 49.81% | 49.94% | 50.06%
[9 empty] | TRG 11 - Mid | 41.76% | 41.9% | 42.03% | 42.16% | 42.29% | 42.41% | 42.53% | 42.65% | 42.77% | 42.88% | 42.99% | 43.1% | 43.2% | 43.31% | 43.41% | 43.5% | 43.6% | 43.69% | 43.78% | 43.87% | 43.95% | 44.03% | 44.11% | 44.19% | 44.26% | 44.33% | 44.4% | 44.47% | 44.53% | 44.59% | 44.65% | 44.7% | 44.75% | 44.8% | 44.85%
[9 empty] | TRG 11 - Constant | 41.76% | 41.76% | 41.76% | 41.76% | 41.76% | 41.76% | 41.76% | 41.76% | 41.76% | 41.76% | 41.76% | 41.76% | 41.76% | 41.76% | 41.76% | 41.76% | 41.76% | 41.76% | 41.76% | 41.76% | 41.76% | 41.76% | 41.76% | 41.76% | 41.76% | 41.76% | 41.76% | 41.76% | 41.76% | 41.76% | 41.76% | 41.76% | 41.76% | 41.76% | 41.76%
[9 empty] | TRG 12 - Low | 37.47% | 38.22% | 38.55% | 38.88% | 39.21% | 39.52% | 39.83% | 40.14% | 40.43% | 40.72% | 41% | 41.28% | 41.55% | 41.81% | 42.07% | 42.32% | 42.56% | 42.79% | 43.02% | 43.24% | 43.46% | 43.67% | 43.87% | 44.06% | 44.25% | 44.43% | 44.61% | 44.78% | 44.94% | 45.09% | 45.24% | 45.38% | 45.52% | 45.64% | 45.76%
[9 empty] | TRG 12 - Mid | 37.47% | 37.6% | 37.73% | 37.86% | 37.99% | 38.11% | 38.23% | 38.35% | 38.47% | 38.58% | 38.69% | 38.8% | 38.91% | 39.01% | 39.11% | 39.21% | 39.3% | 39.39% | 39.48% | 39.57% | 39.65% | 39.73% | 39.81% | 39.89% | 39.96% | 40.03% | 40.1% | 40.17% | 40.23% | 40.29% | 40.35% | 40.41% | 40.46% | 40.51% | 40.56%
[9 empty] | TRG 12 - Constant | 37.47% | 37.47% | 37.47% | 37.47% | 37.47% | 37.47% | 37.47% | 37.47% | 37.47% | 37.47% | 37.47% | 37.47% | 37.47% | 37.47% | 37.47% | 37.47% | 37.47% | 37.47% | 37.47% | 37.47% | 37.47% | 37.47% | 37.47% | 37.47% | 37.47% | 37.47% | 37.47% | 37.47% | 37.47% | 37.47% | 37.47% | 37.47% | 37.47% | 37.47% | 37.47%
[9 empty] | TRG 13 - Low | 35.36% | 36.11% | 36.44% | 36.77% | 37.1% | 37.41% | 37.72% | 38.02% | 38.32% | 38.61% | 38.89% | 39.17% | 39.44% | 39.7% | 39.96% | 40.2% | 40.45% | 40.68% | 40.91% | 41.13% | 41.35% | 41.56% | 41.76% | 41.95% | 42.14% | 42.32% | 42.5% | 42.67% | 42.83% | 42.98% | 43.13% | 43.27% | 43.4% | 43.53% | 43.65%
[9 empty] | TRG 13 - Mid | 35.36% | 35.49% | 35.62% | 35.75% | 35.88% | 36% | 36.12% | 36.24% | 36.36% | 36.47% | 36.58% | 36.69% | 36.79% | 36.9% | 37% | 37.09% | 37.19% | 37.28% | 37.37% | 37.46% | 37.54% | 37.62% | 37.7% | 37.78% | 37.85% | 37.92% | 37.99% | 38.06% | 38.12% | 38.18% | 38.24% | 38.29% | 38.35% | 38.4% | 38.44%
[9 empty] | TRG 13 - Constant | 35.36% | 35.36% | 35.36% | 35.36% | 35.36% | 35.36% | 35.36% | 35.36% | 35.36% | 35.36% | 35.36% | 35.36% | 35.36% | 35.36% | 35.36% | 35.36% | 35.36% | 35.36% | 35.36% | 35.36% | 35.36% | 35.36% | 35.36% | 35.36% | 35.36% | 35.36% | 35.36% | 35.36% | 35.36% | 35.36% | 35.36% | 35.36% | 35.36% | 35.36% | 35.36%
[9 empty] | TRG 14 - Low | 32.56% | 33.31% | 33.64% | 33.97% | 34.29% | 34.61% | 34.92% | 35.22% | 35.52% | 35.81% | 36.09% | 36.37% | 36.64% | 36.9% | 37.15% | 37.4% | 37.65% | 37.88% | 38.11% | 38.33% | 38.55% | 38.76% | 38.96% | 39.15% | 39.34% | 39.52% | 39.7% | 39.86% | 40.03% | 40.18% | 40.33% | 40.47% | 40.6% | 40.73% | 40.85%
[9 empty] | TRG 14 - Mid | 32.56% | 32.69% | 32.82% | 32.95% | 33.08% | 33.2% | 33.32% | 33.44% | 33.56% | 33.67% | 33.78% | 33.89% | 33.99% | 34.1% | 34.2% | 34.29% | 34.39% | 34.48% | 34.57% | 34.66% | 34.74% | 34.82% | 34.9% | 34.98% | 35.05% | 35.12% | 35.19% | 35.26% | 35.32% | 35.38% | 35.44% | 35.49% | 35.55% | 35.6% | 35.64%
[9 empty] | TRG 14 - Constant | 32.56% | 32.56% | 32.56% | 32.56% | 32.56% | 32.56% | 32.56% | 32.56% | 32.56% | 32.56% | 32.56% | 32.56% | 32.56% | 32.56% | 32.56% | 32.56% | 32.56% | 32.56% | 32.56% | 32.56% | 32.56% | 32.56% | 32.56% | 32.56% | 32.56% | 32.56% | 32.56% | 32.56% | 32.56% | 32.56% | 32.56% | 32.56% | 32.56% | 32.56% | 32.56%
[9 empty] | TRG 15 - Low | 31.31% | 32.06% | 32.39% | 32.72% | 33.04% | 33.36% | 33.67% | 33.97% | 34.27% | 34.56% | 34.84% | 35.12% | 35.39% | 35.65% | 35.9% | 36.15% | 36.4% | 36.63% | 36.86% | 37.08% | 37.3% | 37.51% | 37.71% | 37.9% | 38.09% | 38.27% | 38.45% | 38.61% | 38.78% | 38.93% | 39.08% | 39.22% | 39.35% | 39.48% | 39.6%
[9 empty] | TRG 15 - Mid | 31.31% | 31.44% | 31.57% | 31.7% | 31.83% | 31.95% | 32.07% | 32.19% | 32.31% | 32.42% | 32.53% | 32.64% | 32.74% | 32.85% | 32.95% | 33.04% | 33.14% | 33.23% | 33.32% | 33.41% | 33.49% | 33.57% | 33.65% | 33.73% | 33.8% | 33.87% | 33.94% | 34.01% | 34.07% | 34.13% | 34.19% | 34.24% | 34.3% | 34.35% | 34.39%
[9 empty] | TRG 15 - Constant | 31.31% | 31.31% | 31.31% | 31.31% | 31.31% | 31.31% | 31.31% | 31.31% | 31.31% | 31.31% | 31.31% | 31.31% | 31.31% | 31.31% | 31.31% | 31.31% | 31.31% | 31.31% | 31.31% | 31.31% | 31.31% | 31.31% | 31.31% | 31.31% | 31.31% | 31.31% | 31.31% | 31.31% | 31.31% | 31.31% | 31.31% | 31.31% | 31.31% | 31.31% | 31.31%
[10 empty] | 2016 | 2017 | 2018 | 2019 | 2020 | 2021 | 2022 | 2023 | 2024 | 2025 | 2026 | 2027 | 2028 | 2029 | 2030 | 2031 | 2032 | 2033 | 2034 | 2035 | 2036 | 2037 | 2038 | 2039 | 2040 | 2041 | 2042 | 2043 | 2044 | 2045 | 2046 | 2047 | 2048 | 2049 | 2050
[8 empty] | Annual Energy Production (kWh/kW) | TRG 1 - Low | 3974.5286 | 4040.2092 | 4069.6906 | 4098.5816 | 4126.8819 | 4154.5917 | 4181.7109 | 4208.2396 | 4234.1776 | 4259.5251 | 4284.2821 | 4308.4485 | 4332.0243 | 4355.0095 | 4377.4042 | 4399.2083 | 4420.4218 | 4441.0448 | 4461.0772 | 4480.519 | 4499.3703 | 4517.631 | 4535.3012 | 4552.3807 | 4568.8697 | 4584.7682 | 4600.076 | 4614.7933 | 4628.92 | 4642.4562 | 4655.4018 | 4667.7568 | 4679.5213 | 4690.6952 | 4701.2785
[9 empty] | TRG 1 - Mid | 3974.5286 | 3986.2959 | 3997.8321 | 4009.1373 | 4020.2113 | 4031.0543 | 4041.6661 | 4052.0469 | 4062.1966 | 4072.1152 | 4081.8027 | 4091.2591 | 4100.4844 | 4109.4786 | 4118.2418 | 4126.7738 | 4135.0748 | 4143.1446 | 4150.9834 | 4158.5911 | 4165.9677 | 4173.1131 | 4180.0275 | 4186.7109 | 4193.1631 | 4199.3842 | 4205.3742 | 4211.1332 | 4216.661 | 4221.9578 | 4227.0234 | 4231.858 | 4236.4615 | 4240.8339 | 4244.9752
[9 empty] | TRG 1 - Constant | 3974.5286 | 3974.5286 | 3974.5286 | 3974.5286 | 3974.5286 | 3974.5286 | 3974.5286 | 3974.5286 | 3974.5286 | 3974.5286 | 3974.5286 | 3974.5286 | 3974.5286 | 3974.5286 | 3974.5286 | 3974.5286 | 3974.5286 | 3974.5286 | 3974.5286 | 3974.5286 | 3974.5286 | 3974.5286 | 3974.5286 | 3974.5286 | 3974.5286 | 3974.5286 | 3974.5286 | 3974.5286 | 3974.5286 | 3974.5286 | 3974.5286 | 3974.5286 | 3974.5286 | 3974.5286 | 3974.5286
[9 empty] | TRG 2 - Low | 3765.5322 | 3831.2127 | 3860.6942 | 3889.5851 | 3917.8855 | 3945.5953 | 3972.7145 | 3999.2431 | 4025.1812 | 4050.5287 | 4075.2857 | 4099.452 | 4123.0279 | 4146.0131 | 4168.4078 | 4190.2119 | 4211.4254 | 4232.0484 | 4252.0808 | 4271.5226 | 4290.3739 | 4308.6346 | 4326.3047 | 4343.3843 | 4359.8733 | 4375.7717 | 4391.0796 | 4405.7969 | 4419.9236 | 4433.4598 | 4446.4054 | 4458.7604 | 4470.5249 | 4481.6988 | 4492.2821
[9 empty] | TRG 2 - Mid | 3765.5322 | 3777.2995 | 3788.8357 | 3800.1409 | 3811.2149 | 3822.0579 | 3832.6697 | 3843.0505 | 3853.2002 | 3863.1188 | 3872.8063 | 3882.2627 | 3891.488 | 3900.4822 | 3909.2454 | 3917.7774 | 3926.0784 | 3934.1482 | 3941.987 | 3949.5947 | 3956.9712 | 3964.1167 | 3971.0311 | 3977.7144 | 3984.1667 | 3990.3878 | 3996.3778 | 4002.1368 | 4007.6646 | 4012.9614 | 4018.027 | 4022.8616 | 4027.4651 | 4031.8375 | 4035.9788
[9 empty] | TRG 2 - Constant | 3765.5322 | 3765.5322 | 3765.5322 | 3765.5322 | 3765.5322 | 3765.5322 | 3765.5322 | 3765.5322 | 3765.5322 | 3765.5322 | 3765.5322 | 3765.5322 | 3765.5322 | 3765.5322 | 3765.5322 | 3765.5322 | 3765.5322 | 3765.5322 | 3765.5322 | 3765.5322 | 3765.5322 | 3765.5322 | 3765.5322 | 3765.5322 | 3765.5322 | 3765.5322 | 3765.5322 | 3765.5322 | 3765.5322 | 3765.5322 | 3765.5322 | 3765.5322 | 3765.5322 | 3765.5322 | 3765.5322
[9 empty] | TRG 3 - Low | 3669.3284 | 3735.009 | 3764.4905 | 3793.3814 | 3821.6817 | 3849.3915 | 3876.5107 | 3903.0394 | 3928.9775 | 3954.325 | 3979.0819 | 4003.2483 | 4026.8241 | 4049.8093 | 4072.204 | 4094.0081 | 4115.2217 | 4135.8446 | 4155.877 | 4175.3189 | 4194.1701 | 4212.4308 | 4230.101 | 4247.1806 | 4263.6695 | 4279.568 | 4294.8758 | 4309.5931 | 4323.7199 | 4337.256 | 4350.2016 | 4362.5567 | 4374.3211 | 4385.495 | 4396.0783
[9 empty] | TRG 3 - Mid | 3669.3284 | 3681.0957 | 3692.632 | 3703.9371 | 3715.0111 | 3725.8541 | 3736.466 | 3746.8467 | 3756.9964 | 3766.915 | 3776.6025 | 3786.0589 | 3795.2842 | 3804.2785 | 3813.0416 | 3821.5736 | 3829.8746 | 3837.9445 | 3845.7832 | 3853.3909 | 3860.7675 | 3867.913 | 3874.8274 | 3881.5107 | 3887.9629 | 3894.184 | 3900.1741 | 3905.933 | 3911.4609 | 3916.7576 | 3921.8233 | 3926.6579 | 3931.2613 | 3935.6337 | 3939.775
[9 empty] | TRG 3 - Constant | 3669.3284 | 3669.3284 | 3669.3284 | 3669.3284 | 3669.3284 | 3669.3284 | 3669.3284 | 3669.3284 | 3669.3284 | 3669.3284 | 3669.3284 | 3669.3284 | 3669.3284 | 3669.3284 | 3669.3284 | 3669.3284 | 3669.3284 | 3669.3284 | 3669.3284 | 3669.3284 | 3669.3284 | 3669.3284 | 3669.3284 | 3669.3284 | 3669.3284 | 3669.3284 | 3669.3284 | 3669.3284 | 3669.3284 | 3669.3284 | 3669.3284 | 3669.3284 | 3669.3284 | 3669.3284 | 3669.3284
[9 empty] | TRG 4 - Low | 3557.3763 | 3623.0569 | 3652.5383 | 3681.4293 | 3709.7296 | 3737.4394 | 3764.5586 | 3791.0873 | 3817.0253 | 3842.3728 | 3867.1298 | 3891.2962 | 3914.872 | 3937.8572 | 3960.2519 | 3982.056 | 4003.2695 | 4023.8925 | 4043.9249 | 4063.3668 | 4082.218 | 4100.4787 | 4118.1489 | 4135.2284 | 4151.7174 | 4167.6159 | 4182.9237 | 4197.641 | 4211.7677 | 4225.3039 | 4238.2495 | 4250.6045 | 4262.369 | 4273.5429 | 4284.1262
[9 empty] | TRG 4 - Mid | 3557.3763 | 3569.1436 | 3580.6798 | 3591.985 | 3603.059 | 3613.902 | 3624.5138 | 3634.8946 | 3645.0443 | 3654.9629 | 3664.6504 | 3674.1068 | 3683.3321 | 3692.3263 | 3701.0895 | 3709.6215 | 3717.9225 | 3725.9923 | 3733.8311 | 3741.4388 | 3748.8154 | 3755.9608 | 3762.8752 | 3769.5586 | 3776.0108 | 3782.2319 | 3788.2219 | 3793.9809 | 3799.5087 | 3804.8055 | 3809.8712 | 3814.7057 | 3819.3092 | 3823.6816 | 3827.8229
[9 empty] | TRG 4 - Constant | 3557.3763 | 3557.3763 | 3557.3763 | 3557.3763 | 3557.3763 | 3557.3763 | 3557.3763 | 3557.3763 | 3557.3763 | 3557.3763 | 3557.3763 | 3557.3763 | 3557.3763 | 3557.3763 | 3557.3763 | 3557.3763 | 3557.3763 | 3557.3763 | 3557.3763 | 3557.3763 | 3557.3763 | 3557.3763 | 3557.3763 | 3557.3763 | 3557.3763 | 3557.3763 | 3557.3763 | 3557.3763 | 3557.3763 | 3557.3763 | 3557.3763 | 3557.3763 | 3557.3763 | 3557.3763 | 3557.3763
[9 empty] | TRG 5 - Low | 3228.1805 | 3293.861 | 3323.3425 | 3352.2334 | 3380.5338 | 3408.2436 | 3435.3628 | 3461.8914 | 3487.8295 | 3513.177 | 3537.934 | 3562.1004 | 3585.6762 | 3608.6614 | 3631.0561 | 3652.8602 | 3674.0737 | 3694.6967 | 3714.7291 | 3734.1709 | 3753.0222 | 3771.2829 | 3788.953 | 3806.0326 | 3822.5216 | 3838.42 | 3853.7279 | 3868.4452 | 3882.5719 | 3896.1081 | 3909.0537 | 3921.4087 | 3933.1732 | 3944.3471 | 3954.9304
[9 empty] | TRG 5 - Mid | 3228.1805 | 3239.9478 | 3251.484 | 3262.7892 | 3273.8632 | 3284.7062 | 3295.318 | 3305.6988 | 3315.8485 | 3325.7671 | 3335.4546 | 3344.911 | 3354.1363 | 3363.1305 | 3371.8937 | 3380.4257 | 3388.7267 | 3396.7965 | 3404.6353 | 3412.243 | 3419.6195 | 3426.765 | 3433.6794 | 3440.3627 | 3446.815 | 3453.0361 | 3459.0261 | 3464.7851 | 3470.3129 | 3475.6097 | 3480.6753 | 3485.5099 | 3490.1134 | 3494.4858 | 3498.6271
[9 empty] | TRG 5 - Constant | 3228.1805 | 3228.1805 | 3228.1805 | 3228.1805 | 3228.1805 | 3228.1805 | 3228.1805 | 3228.1805 | 3228.1805 | 3228.1805 | 3228.1805 | 3228.1805 | 3228.1805 | 3228.1805 | 3228.1805 | 3228.1805 | 3228.1805 | 3228.1805 | 3228.1805 | 3228.1805 | 3228.1805 | 3228.1805 | 3228.1805 | 3228.1805 | 3228.1805 | 3228.1805 | 3228.1805 | 3228.1805 | 3228.1805 | 3228.1805 | 3228.1805 | 3228.1805 | 3228.1805 | 3228.1805 | 3228.1805
[9 empty] | TRG 6 - Low | 4426.4033 | 4492.0839 | 4521.5654 | 4550.4563 | 4578.7567 | 4606.4665 | 4633.5857 | 4660.1143 | 4686.0524 | 4711.3999 | 4736.1569 | 4760.3232 | 4783.899 | 4806.8843 | 4829.279 | 4851.0831 | 4872.2966 | 4892.9196 | 4912.952 | 4932.3938 | 4951.2451 | 4969.5058 | 4987.1759 | 5004.2555 | 5020.7445 | 5036.6429 | 5051.9508 | 5066.6681 | 5080.7948 | 5094.331 | 5107.2766 | 5119.6316 | 5131.396 | 5142.5699 | 5153.1533
[9 empty] | TRG 6 - Mid | 4426.4033 | 4438.1707 | 4449.7069 | 4461.012 | 4472.0861 | 4482.929 | 4493.5409 | 4503.9217 | 4514.0714 | 4523.99 | 4533.6775 | 4543.1339 | 4552.3592 | 4561.3534 | 4570.1165 | 4578.6486 | 4586.9495 | 4595.0194 | 4602.8582 | 4610.4658 | 4617.8424 | 4624.9879 | 4631.9023 | 4638.5856 | 4645.0378 | 4651.259 | 4657.249 | 4663.0079 | 4668.5358 | 4673.8325 | 4678.8982 | 4683.7328 | 4688.3363 | 4692.7087 | 4696.85
[9 empty] | TRG 6 - Constant | 4426.4033 | 4426.4033 | 4426.4033 | 4426.4033 | 4426.4033 | 4426.4033 | 4426.4033 | 4426.4033 | 4426.4033 | 4426.4033 | 4426.4033 | 4426.4033 | 4426.4033 | 4426.4033 | 4426.4033 | 4426.4033 | 4426.4033 | 4426.4033 | 4426.4033 | 4426.4033 | 4426.4033 | 4426.4033 | 4426.4033 | 4426.4033 | 4426.4033 | 4426.4033 | 4426.4033 | 4426.4033 | 4426.4033 | 4426.4033 | 4426.4033 | 4426.4033 | 4426.4033 | 4426.4033 | 4426.4033
[9 empty] | TRG 7 - Low | 4366.8015 | 4432.4821 | 4461.9635 | 4490.8545 | 4519.1548 | 4546.8646 | 4573.9838 | 4600.5125 | 4626.4505 | 4651.798 | 4676.555 | 4700.7214 | 4724.2972 | 4747.2824 | 4769.6771 | 4791.4812 | 4812.6947 | 4833.3177 | 4853.3501 | 4872.792 | 4891.6432 | 4909.9039 | 4927.5741 | 4944.6536 | 4961.1426 | 4977.0411 | 4992.3489 | 5007.0662 | 5021.1929 | 5034.7291 | 5047.6747 | 5060.0297 | 5071.7942 | 5082.9681 | 5093.5514
[9 empty] | TRG 7 - Mid | 4366.8015 | 4378.5688 | 4390.105 | 4401.4102 | 4412.4842 | 4423.3272 | 4433.939 | 4444.3198 | 4454.4695 | 4464.3881 | 4474.0756 | 4483.532 | 4492.7573 | 4501.7515 | 4510.5147 | 4519.0467 | 4527.3477 | 4535.4175 | 4543.2563 | 4550.864 | 4558.2406 | 4565.386 | 4572.3004 | 4578.9838 | 4585.436 | 4591.6571 | 4597.6471 | 4603.4061 | 4608.9339 | 4614.2307 | 4619.2964 | 4624.1309 | 4628.7344 | 4633.1068 | 4637.2481
[9 empty] | TRG 7 - Constant | 4366.8015 | 4366.8015 | 4366.8015 | 4366.8015 | 4366.8015 | 4366.8015 | 4366.8015 | 4366.8015 | 4366.8015 | 4366.8015 | 4366.8015 | 4366.8015 | 4366.8015 | 4366.8015 | 4366.8015 | 4366.8015 | 4366.8015 | 4366.8015 | 4366.8015 | 4366.8015 | 4366.8015 | 4366.8015 | 4366.8015 | 4366.8015 | 4366.8015 | 4366.8015 | 4366.8015 | 4366.8015 | 4366.8015 | 4366.8015 | 4366.8015 | 4366.8015 | 4366.8015 | 4366.8015 | 4366.8015
[9 empty] | TRG 8 - Low | 4266.9415 | 4332.6221 | 4362.1036 | 4390.9945 | 4419.2949 | 4447.0046 | 4474.1239 | 4500.6525 | 4526.5906 | 4551.9381 | 4576.695 | 4600.8614 | 4624.4372 | 4647.4225 | 4669.8171 | 4691.6212 | 4712.8348 | 4733.4578 | 4753.4902 | 4772.932 | 4791.7833 | 4810.044 | 4827.7141 | 4844.7937 | 4861.2827 | 4877.1811 | 4892.489 | 4907.2063 | 4921.333 | 4934.8692 | 4947.8147 | 4960.1698 | 4971.9342 | 4983.1081 | 4993.6914
[9 empty] | TRG 8 - Mid | 4266.9415 | 4278.7088 | 4290.2451 | 4301.5502 | 4312.6243 | 4323.4672 | 4334.0791 | 4344.4599 | 4354.6096 | 4364.5281 | 4374.2156 | 4383.6721 | 4392.8974 | 4401.8916 | 4410.6547 | 4419.1868 | 4427.4877 | 4435.5576 | 4443.3963 | 4451.004 | 4458.3806 | 4465.5261 | 4472.4405 | 4479.1238 | 4485.576 | 4491.7971 | 4497.7872 | 4503.5461 | 4509.074 | 4514.3707 | 4519.4364 | 4524.271 | 4528.8745 | 4533.2469 | 4537.3882
[9 empty] | TRG 8 - Constant | 4266.9415 | 4266.9415 | 4266.9415 | 4266.9415 | 4266.9415 | 4266.9415 | 4266.9415 | 4266.9415 | 4266.9415 | 4266.9415 | 4266.9415 | 4266.9415 | 4266.9415 | 4266.9415 | 4266.9415 | 4266.9415 | 4266.9415 | 4266.9415 | 4266.9415 | 4266.9415 | 4266.9415 | 4266.9415 | 4266.9415 | 4266.9415 | 4266.9415 | 4266.9415 | 4266.9415 | 4266.9415 | 4266.9415 | 4266.9415 | 4266.9415 | 4266.9415 | 4266.9415 | 4266.9415 | 4266.9415
[9 empty] | TRG 9 - Low | 4164.9551 | 4230.6357 | 4260.1172 | 4289.0081 | 4317.3084 | 4345.0182 | 4372.1374 | 4398.6661 | 4424.6042 | 4449.9517 | 4474.7086 | 4498.875 | 4522.4508 | 4545.4361 | 4567.8307 | 4589.6348 | 4610.8484 | 4631.4713 | 4651.5037 | 4670.9456 | 4689.7969 | 4708.0576 | 4725.7277 | 4742.8073 | 4759.2963 | 4775.1947 | 4790.5026 | 4805.2198 | 4819.3466 | 4832.8827 | 4845.8283 | 4858.1834 | 4869.9478 | 4881.1217 | 4891.705
[9 empty] | TRG 9 - Mid | 4164.9551 | 4176.7224 | 4188.2587 | 4199.5638 | 4210.6379 | 4221.4808 | 4232.0927 | 4242.4735 | 4252.6231 | 4262.5417 | 4272.2292 | 4281.6856 | 4290.911 | 4299.9052 | 4308.6683 | 4317.2004 | 4325.5013 | 4333.5712 | 4341.4099 | 4349.0176 | 4356.3942 | 4363.5397 | 4370.4541 | 4377.1374 | 4383.5896 | 4389.8107 | 4395.8008 | 4401.5597 | 4407.0876 | 4412.3843 | 4417.45 | 4422.2846 | 4426.888 | 4431.2604 | 4435.4017
[9 empty] | TRG 9 - Constant | 4164.9551 | 4164.9551 | 4164.9551 | 4164.9551 | 4164.9551 | 4164.9551 | 4164.9551 | 4164.9551 | 4164.9551 | 4164.9551 | 4164.9551 | 4164.9551 | 4164.9551 | 4164.9551 | 4164.9551 | 4164.9551 | 4164.9551 | 4164.9551 | 4164.9551 | 4164.9551 | 4164.9551 | 4164.9551 | 4164.9551 | 4164.9551 | 4164.9551 | 4164.9551 | 4164.9551 | 4164.9551 | 4164.9551 | 4164.9551 | 4164.9551 | 4164.9551 | 4164.9551 | 4164.9551 | 4164.9551
[9 empty] | TRG 10 - Low | 3930.1244 | 3995.805 | 4025.2864 | 4054.1774 | 4082.4777 | 4110.1875 | 4137.3067 | 4163.8354 | 4189.7734 | 4215.1209 | 4239.8779 | 4264.0443 | 4287.6201 | 4310.6053 | 4333 | 4354.8041 | 4376.0176 | 4396.6406 | 4416.673 | 4436.1149 | 4454.9661 | 4473.2268 | 4490.897 | 4507.9765 | 4524.4655 | 4540.364 | 4555.6718 | 4570.3891 | 4584.5158 | 4598.052 | 4610.9976 | 4623.3526 | 4635.1171 | 4646.291 | 4656.8743
[9 empty] | TRG 10 - Mid | 3930.1244 | 3941.8917 | 3953.4279 | 3964.7331 | 3975.8071 | 3986.6501 | 3997.2619 | 4007.6427 | 4017.7924 | 4027.711 | 4037.3985 | 4046.8549 | 4056.0802 | 4065.0744 | 4073.8376 | 4082.3696 | 4090.6706 | 4098.7404 | 4106.5792 | 4114.1869 | 4121.5635 | 4128.7089 | 4135.6233 | 4142.3067 | 4148.7589 | 4154.98 | 4160.97 | 4166.729 | 4172.2568 | 4177.5536 | 4182.6193 | 4187.4538 | 4192.0573 | 4196.4297 | 4200.571
[9 empty] | TRG 10 - Constant | 3930.1244 | 3930.1244 | 3930.1244 | 3930.1244 | 3930.1244 | 3930.1244 | 3930.1244 | 3930.1244 | 3930.1244 | 3930.1244 | 3930.1244 | 3930.1244 | 3930.1244 | 3930.1244 | 3930.1244 | 3930.1244 | 3930.1244 | 3930.1244 | 3930.1244 | 3930.1244 | 3930.1244 | 3930.1244 | 3930.1244 | 3930.1244 | 3930.1244 | 3930.1244 | 3930.1244 | 3930.1244 | 3930.1244 | 3930.1244 | 3930.1244 | 3930.1244 | 3930.1244 | 3930.1244 | 3930.1244
[9 empty] | TRG 11 - Low | 3658.5863 | 3724.2669 | 3753.7484 | 3782.6393 | 3810.9397 | 3838.6495 | 3865.7687 | 3892.2973 | 3918.2354 | 3943.5829 | 3968.3399 | 3992.5062 | 4016.082 | 4039.0673 | 4061.462 | 4083.2661 | 4104.4796 | 4125.1026 | 4145.135 | 4164.5768 | 4183.4281 | 4201.6888 | 4219.3589 | 4236.4385 | 4252.9275 | 4268.8259 | 4284.1338 | 4298.8511 | 4312.9778 | 4326.514 | 4339.4596 | 4351.8146 | 4363.579 | 4374.7529 | 4385.3363
[9 empty] | TRG 11 - Mid | 3658.5863 | 3670.3537 | 3681.8899 | 3693.195 | 3704.2691 | 3715.112 | 3725.7239 | 3736.1047 | 3746.2544 | 3756.173 | 3765.8605 | 3775.3169 | 3784.5422 | 3793.5364 | 3802.2995 | 3810.8316 | 3819.1325 | 3827.2024 | 3835.0412 | 3842.6488 | 3850.0254 | 3857.1709 | 3864.0853 | 3870.7686 | 3877.2208 | 3883.442 | 3889.432 | 3895.1909 | 3900.7188 | 3906.0155 | 3911.0812 | 3915.9158 | 3920.5193 | 3924.8917 | 3929.033
[9 empty] | TRG 11 - Constant | 3658.5863 | 3658.5863 | 3658.5863 | 3658.5863 | 3658.5863 | 3658.5863 | 3658.5863 | 3658.5863 | 3658.5863 | 3658.5863 | 3658.5863 | 3658.5863 | 3658.5863 | 3658.5863 | 3658.5863 | 3658.5863 | 3658.5863 | 3658.5863 | 3658.5863 | 3658.5863 | 3658.5863 | 3658.5863 | 3658.5863 | 3658.5863 | 3658.5863 | 3658.5863 | 3658.5863 | 3658.5863 | 3658.5863 | 3658.5863 | 3658.5863 | 3658.5863 | 3658.5863 | 3658.5863 | 3658.5863
[9 empty] | TRG 12 - Low | 3282.1865 | 3347.8671 | 3377.3486 | 3406.2395 | 3434.5399 | 3462.2496 | 3489.3689 | 3515.8975 | 3541.8356 | 3567.1831 | 3591.94 | 3616.1064 | 3639.6822 | 3662.6675 | 3685.0621 | 3706.8662 | 3728.0798 | 3748.7028 | 3768.7352 | 3788.177 | 3807.0283 | 3825.289 | 3842.9591 | 3860.0387 | 3876.5277 | 3892.4261 | 3907.734 | 3922.4513 | 3936.578 | 3950.1142 | 3963.0598 | 3975.4148 | 3987.1792 | 3998.3531 | 4008.9365
[9 empty] | TRG 12 - Mid | 3282.1865 | 3293.9538 | 3305.4901 | 3316.7952 | 3327.8693 | 3338.7122 | 3349.3241 | 3359.7049 | 3369.8546 | 3379.7731 | 3389.4606 | 3398.9171 | 3408.1424 | 3417.1366 | 3425.8997 | 3434.4318 | 3442.7327 | 3450.8026 | 3458.6413 | 3466.249 | 3473.6256 | 3480.7711 | 3487.6855 | 3494.3688 | 3500.821 | 3507.0421 | 3513.0322 | 3518.7911 | 3524.319 | 3529.6157 | 3534.6814 | 3539.516 | 3544.1195 | 3548.4919 | 3552.6332
[9 empty] | TRG 12 - Constant | 3282.1865 | 3282.1865 | 3282.1865 | 3282.1865 | 3282.1865 | 3282.1865 | 3282.1865 | 3282.1865 | 3282.1865 | 3282.1865 | 3282.1865 | 3282.1865 | 3282.1865 | 3282.1865 | 3282.1865 | 3282.1865 | 3282.1865 | 3282.1865 | 3282.1865 | 3282.1865 | 3282.1865 | 3282.1865 | 3282.1865 | 3282.1865 | 3282.1865 | 3282.1865 | 3282.1865 | 3282.1865 | 3282.1865 | 3282.1865 | 3282.1865 | 3282.1865 | 3282.1865 | 3282.1865 | 3282.1865
[9 empty] | TRG 13 - Low | 3097.2607 | 3162.9413 | 3192.4228 | 3221.3137 | 3249.6141 | 3277.3238 | 3304.4431 | 3330.9717 | 3356.9098 | 3382.2573 | 3407.0142 | 3431.1806 | 3454.7564 | 3477.7417 | 3500.1363 | 3521.9405 | 3543.154 | 3563.777 | 3583.8094 | 3603.2512 | 3622.1025 | 3640.3632 | 3658.0333 | 3675.1129 | 3691.6019 | 3707.5003 | 3722.8082 | 3737.5255 | 3751.6522 | 3765.1884 | 3778.134 | 3790.489 | 3802.2534 | 3813.4273 | 3824.0107
[9 empty] | TRG 13 - Mid | 3097.2607 | 3109.0281 | 3120.5643 | 3131.8694 | 3142.9435 | 3153.7864 | 3164.3983 | 3174.7791 | 3184.9288 | 3194.8473 | 3204.5348 | 3213.9913 | 3223.2166 | 3232.2108 | 3240.9739 | 3249.506 | 3257.8069 | 3265.8768 | 3273.7156 | 3281.3232 | 3288.6998 | 3295.8453 | 3302.7597 | 3309.443 | 3315.8952 | 3322.1164 | 3328.1064 | 3333.8653 | 3339.3932 | 3344.6899 | 3349.7556 | 3354.5902 | 3359.1937 | 3363.5661 | 3367.7074
[9 empty] | TRG 13 - Constant | 3097.2607 | 3097.2607 | 3097.2607 | 3097.2607 | 3097.2607 | 3097.2607 | 3097.2607 | 3097.2607 | 3097.2607 | 3097.2607 | 3097.2607 | 3097.2607 | 3097.2607 | 3097.2607 | 3097.2607 | 3097.2607 | 3097.2607 | 3097.2607 | 3097.2607 | 3097.2607 | 3097.2607 | 3097.2607 | 3097.2607 | 3097.2607 | 3097.2607 | 3097.2607 | 3097.2607 | 3097.2607 | 3097.2607 | 3097.2607 | 3097.2607 | 3097.2607 | 3097.2607 | 3097.2607 | 3097.2607
[9 empty] | TRG 14 - Low | 2851.8877 | 2917.5683 | 2947.0498 | 2975.9407 | 3004.241 | 3031.9508 | 3059.07 | 3085.5987 | 3111.5368 | 3136.8843 | 3161.6412 | 3185.8076 | 3209.3834 | 3232.3686 | 3254.7633 | 3276.5674 | 3297.781 | 3318.4039 | 3338.4363 | 3357.8782 | 3376.7294 | 3394.9901 | 3412.6603 | 3429.7398 | 3446.2288 | 3462.1273 | 3477.4351 | 3492.1524 | 3506.2792 | 3519.8153 | 3532.7609 | 3545.1159 | 3556.8804 | 3568.0543 | 3578.6376
[9 empty] | TRG 14 - Mid | 2851.8877 | 2863.655 | 2875.1912 | 2886.4964 | 2897.5704 | 2908.4134 | 2919.0253 | 2929.406 | 2939.5557 | 2949.4743 | 2959.1618 | 2968.6182 | 2977.8435 | 2986.8378 | 2995.6009 | 3004.1329 | 3012.4339 | 3020.5037 | 3028.3425 | 3035.9502 | 3043.3268 | 3050.4723 | 3057.3867 | 3064.07 | 3070.5222 | 3076.7433 | 3082.7334 | 3088.4923 | 3094.0201 | 3099.3169 | 3104.3826 | 3109.2171 | 3113.8206 | 3118.193 | 3122.3343
[9 empty] | TRG 14 - Constant | 2851.8877 | 2851.8877 | 2851.8877 | 2851.8877 | 2851.8877 | 2851.8877 | 2851.8877 | 2851.8877 | 2851.8877 | 2851.8877 | 2851.8877 | 2851.8877 | 2851.8877 | 2851.8877 | 2851.8877 | 2851.8877 | 2851.8877 | 2851.8877 | 2851.8877 | 2851.8877 | 2851.8877 | 2851.8877 | 2851.8877 | 2851.8877 | 2851.8877 | 2851.8877 | 2851.8877 | 2851.8877 | 2851.8877 | 2851.8877 | 2851.8877 | 2851.8877 | 2851.8877 | 2851.8877 | 2851.8877
[9 empty] | TRG 15 - Low | 2742.3584 | 2808.039 | 2837.5205 | 2866.4114 | 2894.7117 | 2922.4215 | 2949.5407 | 2976.0694 | 3002.0074 | 3027.355 | 3052.1119 | 3076.2783 | 3099.8541 | 3122.8393 | 3145.234 | 3167.0381 | 3188.2516 | 3208.8746 | 3228.907 | 3248.3489 | 3267.2001 | 3285.4608 | 3303.131 | 3320.2105 | 3336.6995 | 3352.598 | 3367.9058 | 3382.6231 | 3396.7499 | 3410.286 | 3423.2316 | 3435.5866 | 3447.3511 | 3458.525 | 3469.1083
[9 empty] | TRG 15 - Mid | 2742.3584 | 2754.1257 | 2765.6619 | 2776.9671 | 2788.0411 | 2798.8841 | 2809.496 | 2819.8767 | 2830.0264 | 2839.945 | 2849.6325 | 2859.0889 | 2868.3142 | 2877.3085 | 2886.0716 | 2894.6036 | 2902.9046 | 2910.9744 | 2918.8132 | 2926.4209 | 2933.7975 | 2940.943 | 2947.8574 | 2954.5407 | 2960.9929 | 2967.214 | 2973.204 | 2978.963 | 2984.4908 | 2989.7876 | 2994.8533 | 2999.6878 | 3004.2913 | 3008.6637 | 3012.805
[9 empty] | TRG 15 - Constant | 2742.3584 | 2742.3584 | 2742.3584 | 2742.3584 | 2742.3584 | 2742.3584 | 2742.3584 | 2742.3584 | 2742.3584 | 2742.3584 | 2742.3584 | 2742.3584 | 2742.3584 | 2742.3584 | 2742.3584 | 2742.3584 | 2742.3584 | 2742.3584 | 2742.3584 | 2742.3584 | 2742.3584 | 2742.3584 | 2742.3584 | 2742.3584 | 2742.3584 | 2742.3584 | 2742.3584 | 2742.3584 | 2742.3584 | 2742.3584 | 2742.3584 | 2742.3584 | 2742.3584 | 2742.3584 | 2742.3584
[10 empty] | 2016 | 2017 | 2018 | 2019 | 2020 | 2021 | 2022 | 2023 | 2024 | 2025 | 2026 | 2027 | 2028 | 2029 | 2030 | 2031 | 2032 | 2033 | 2034 | 2035 | 2036 | 2037 | 2038 | 2039 | 2040 | 2041 | 2042 | 2043 | 2044 | 2045 | 2046 | 2047 | 2048 | 2049 | 2050
[8 empty] | CAPEX ($/kW) | TRG 1 - Low | 3800.1458 | 3528.2022 | 3385.7556 | 3238.9924 | 3090.071 | 2996.1857 | 2900.1421 | 2800.8611 | 2700.501 | 2597.9826 | 2492.2268 | 2385.3918 | 2276.3986 | 2165.2471 | 2051.9372 | 2045.4624 | 2038.9875 | 2030.3544 | 2021.7213 | 2013.0882 | 2002.2967 | 1991.5053 | 1980.7139 | 1968.8434 | 1955.8937 | 1941.8648 | 1927.836 | 1913.8072 | 1898.6992 | 1882.5121 | 1866.325 | 1849.0587 | 1831.7925 | 1813.4471 | 1795.1017
[9 empty] | TRG 1 - Mid | 3800.1458 | 3727.8433 | 3654.4617 | 3580.001 | 3505.5403 | 3411.655 | 3316.6906 | 3221.7262 | 3124.6035 | 3027.4808 | 2929.2789 | 2831.0771 | 2730.717 | 2630.3569 | 2529.9967 | 2509.4931 | 2490.0685 | 2469.5648 | 2449.0612 | 2427.4783 | 2405.8955 | 2384.3127 | 2361.6507 | 2340.0679 | 2317.4059 | 2293.6648 | 2271.0029 | 2247.2618 | 2223.5207 | 2198.7004 | 2174.9593 | 2150.1391 | 2125.3188 | 2099.4194 | 2074.5992
[9 empty] | TRG 1 - Constant | 3800.1458 | 3946.909 | 3946.909 | 3946.909 | 3946.909 | 3946.909 | 3946.909 | 3946.909 | 3946.909 | 3946.909 | 3946.909 | 3946.909 | 3946.909 | 3946.909 | 3946.909 | 3946.909 | 3946.909 | 3946.909 | 3946.909 | 3946.909 | 3946.909 | 3946.909 | 3946.909 | 3946.909 | 3946.909 | 3946.909 | 3946.909 | 3946.909 | 3946.909 | 3946.909 | 3946.909 | 3946.909 | 3946.909 | 3946.909 | 3946.909
[9 empty] | TRG 2 - Low | 3889.8668 | 3614.6859 | 3470.081 | 3321.1595 | 3169.0006 | 3074.0362 | 2976.9135 | 2876.5534 | 2774.035 | 2669.3583 | 2562.5233 | 2452.4509 | 2341.2994 | 2227.9896 | 2111.4423 | 2106.0466 | 2099.5718 | 2092.0178 | 2084.4638 | 2074.7515 | 2065.0393 | 2055.327 | 2043.4564 | 2032.665 | 2019.7153 | 2006.7657 | 1992.7368 | 1977.6288 | 1962.5209 | 1946.3338 | 1930.1466 | 1912.8804 | 1894.535 | 1876.1896 | 1857.8442
[9 empty] | TRG 2 - Mid | 3889.8668 | 3816.4852 | 3742.0245 | 3666.4846 | 3590.9448 | 3494.9012 | 3397.7785 | 3299.5767 | 3201.3748 | 3102.0938 | 3001.7337 | 2900.2945 | 2798.8552 | 2695.2577 | 2591.6601 | 2572.2356 | 2551.7319 | 2531.2282 | 2510.7245 | 2489.1417 | 2467.5589 | 2444.8969 | 2422.235 | 2399.573 | 2376.911 | 2353.1699 | 2329.4288 | 2305.6877 | 2281.9466 | 2257.1264 | 2232.3061 | 2206.4068 | 2181.5865 | 2155.6871 | 2129.7877
[9 empty] | TRG 2 - Constant | 3889.8668 | 4038.7883 | 4038.7883 | 4038.7883 | 4038.7883 | 4038.7883 | 4038.7883 | 4038.7883 | 4038.7883 | 4038.7883 | 4038.7883 | 4038.7883 | 4038.7883 | 4038.7883 | 4038.7883 | 4038.7883 | 4038.7883 | 4038.7883 | 4038.7883 | 4038.7883 | 4038.7883 | 4038.7883 | 4038.7883 | 4038.7883 | 4038.7883 | 4038.7883 | 4038.7883 | 4038.7883 | 4038.7883 | 4038.7883 | 4038.7883 | 4038.7883 | 4038.7883 | 4038.7883 | 4038.7883
[9 empty] | TRG 3 - Low | 4026.8733 | 3746.2966 | 3598.4543 | 3446.2954 | 3289.8199 | 3192.6972 | 3092.3371 | 2989.8187 | 2885.142 | 2777.2279 | 2667.1555 | 2554.9249 | 2440.5359 | 2323.9887 | 2204.204 | 2198.8083 | 2192.3335 | 2184.7795 | 2177.2255 | 2167.5132 | 2157.8009 | 2148.0887 | 2136.2181 | 2124.3476 | 2111.3979 | 2098.4482 | 2083.3402 | 2069.3114 | 2053.1243 | 2036.9371 | 2019.6709 | 2002.4046 | 1984.0592 | 1964.6347 | 1945.2101
[9 empty] | TRG 3 - Mid | 4026.8733 | 3951.3334 | 3875.7935 | 3798.0954 | 3720.3972 | 3622.1954 | 3522.9144 | 3422.5543 | 3321.115 | 3218.5966 | 3116.0782 | 3011.4015 | 2906.7248 | 2800.969 | 2694.1341 | 2673.6304 | 2653.1267 | 2632.623 | 2611.0402 | 2589.4574 | 2566.7954 | 2544.1334 | 2521.4715 | 2497.7304 | 2473.9893 | 2450.2482 | 2425.4279 | 2400.6077 | 2375.7874 | 2350.9672 | 2325.0678 | 2299.1684 | 2273.269 | 2246.2905 | 2219.312
[9 empty] | TRG 3 - Constant | 4026.8733 | 4180.1113 | 4180.1113 | 4180.1113 | 4180.1113 | 4180.1113 | 4180.1113 | 4180.1113 | 4180.1113 | 4180.1113 | 4180.1113 | 4180.1113 | 4180.1113 | 4180.1113 | 4180.1113 | 4180.1113 | 4180.1113 | 4180.1113 | 4180.1113 | 4180.1113 | 4180.1113 | 4180.1113 | 4180.1113 | 4180.1113 | 4180.1113 | 4180.1113 | 4180.1113 | 4180.1113 | 4180.1113 | 4180.1113 | 4180.1113 | 4180.1113 | 4180.1113 | 4180.1113 | 4180.1113
[9 empty] | TRG 4 - Low | 4555.794 | 4247.1597 | 4084.2094 | 3915.8633 | 3744.2799 | 3636.3658 | 3526.2934 | 3412.9836 | 3297.5155 | 3177.7309 | 3055.7879 | 2931.6867 | 2804.348 | 2674.8511 | 2542.1168 | 2536.7211 | 2529.1671 | 2521.6131 | 2512.9799 | 2502.1885 | 2491.3971 | 2480.6057 | 2467.656 | 2453.6272 | 2439.5984 | 2424.4904 | 2408.3033 | 2392.1161 | 2374.8499 | 2355.4254 | 2337.08 | 2316.5763 | 2296.0726 | 2274.4898 | 2252.9069
[9 empty] | TRG 4 - Mid | 4555.794 | 4472.7001 | 4388.5271 | 4304.3541 | 4218.0228 | 4109.0296 | 3998.9572 | 3887.8057 | 3775.575 | 3663.3443 | 3548.9554 | 3433.4873 | 3316.9401 | 3200.3928 | 3081.6873 | 3059.0253 | 3036.3634 | 3013.7014 | 2989.9603 | 2965.1401 | 2940.3198 | 2915.4996 | 2890.6793 | 2864.7799 | 2837.8014 | 2811.902 | 2783.8444 | 2756.8658 | 2728.8082 | 2700.7505 | 2672.6928 | 2643.556 | 2614.4192 | 2584.2033 | 2555.0664
[9 empty] | TRG 4 - Constant | 4555.794 | 4724.14 | 4724.14 | 4724.14 | 4724.14 | 4724.14 | 4724.14 | 4724.14 | 4724.14 | 4724.14 | 4724.14 | 4724.14 | 4724.14 | 4724.14 | 4724.14 | 4724.14 | 4724.14 | 4724.14 | 4724.14 | 4724.14 | 4724.14 | 4724.14 | 4724.14 | 4724.14 | 4724.14 | 4724.14 | 4724.14 | 4724.14 | 4724.14 | 4724.14 | 4724.14 | 4724.14 | 4724.14 | 4724.14 | 4724.14
[9 empty] | TRG 5 - Low | 5332.8353 | 4992.9059 | 4811.6102 | 4623.8396 | 4430.6734 | 4311.9679 | 4188.9458 | 4062.6863 | 3932.1102 | 3798.2967 | 3661.2458 | 3519.8783 | 3376.3525 | 3228.5102 | 3078.5096 | 3073.1139 | 3066.6391 | 3059.0851 | 3049.3728 | 3039.6605 | 3027.79 | 3015.9194 | 3001.8906 | 2986.7826 | 2971.6746 | 2954.4084 | 2937.1421 | 2917.7176 | 2898.293 | 2876.7102 | 2855.1274 | 2832.4654 | 2808.7243 | 2783.9041 | 2759.0838
[9 empty] | TRG 5 - Mid | 5332.8353 | 5241.1083 | 5147.223 | 5052.2586 | 4955.1359 | 4833.193 | 4709.0918 | 4583.9114 | 4457.6519 | 4329.2341 | 4200.8163 | 4070.2403 | 3938.585 | 3805.8507 | 3670.9581 | 3646.1378 | 3621.3176 | 3595.4182 | 3568.4397 | 3541.4611 | 3514.4826 | 3486.4249 | 3457.2881 | 3428.1513 | 3399.0145 | 3368.7986 | 3338.5826 | 3307.2875 | 3275.9924 | 3243.6182 | 3211.244 | 3177.7906 | 3144.3372 | 3110.8838 | 3077.4305
[9 empty] | TRG 5 - Constant | 5332.8353 | 5520.6059 | 5520.6059 | 5520.6059 | 5520.6059 | 5520.6059 | 5520.6059 | 5520.6059 | 5520.6059 | 5520.6059 | 5520.6059 | 5520.6059 | 5520.6059 | 5520.6059 | 5520.6059 | 5520.6059 | 5520.6059 | 5520.6059 | 5520.6059 | 5520.6059 | 5520.6059 | 5520.6059 | 5520.6059 | 5520.6059 | 5520.6059 | 5520.6059 | 5520.6059 | 5520.6059 | 5520.6059 | 5520.6059 | 5520.6059 | 5520.6059 | 5520.6059 | 5520.6059 | 5520.6059
[9 empty] | TRG 6 - Low | 5961.0077 | 5577.9127 | 5377.1924 | 5172.1556 | 4963.8814 | 4830.0679 | 4694.0961 | 4554.8869 | 4412.4403 | 4267.8354 | 4121.0722 | 3971.0716 | 3818.9127 | 3664.5955 | 3508.1201 | 3493.0121 | 3477.9041 | 3461.717 | 3444.4508 | 3426.1054 | 3407.76 | 3388.3354 | 3367.8317 | 3346.2489 | 3324.6661 | 3300.925 | 3278.263 | 3253.4428 | 3228.6225 | 3202.7232 | 3175.7446 | 3148.7661 | 3120.7084 | 3092.6508 | 3063.514
[9 empty] | TRG 6 - Mid | 5961.0077 | 5859.5685 | 5757.0501 | 5653.4525 | 5549.855 | 5419.2789 | 5288.7029 | 5157.0476 | 5023.2342 | 4889.4207 | 4754.528 | 4618.5562 | 4482.5845 | 4344.4544 | 4206.3244 | 4176.1084 | 4146.9716 | 4116.7556 | 4085.4606 | 4055.2446 | 4022.8704 | 3991.5753 | 3959.201 | 3926.8268 | 3893.3734 | 3860.9992 | 3826.4667 | 3793.0133 | 3758.4808 | 3723.9483 | 3688.3366 | 3653.8041 | 3618.1925 | 3581.5017 | 3545.89
[9 empty] | TRG 6 - Constant | 5961.0077 | 6164.9654 | 6164.9654 | 6164.9654 | 6164.9654 | 6164.9654 | 6164.9654 | 6164.9654 | 6164.9654 | 6164.9654 | 6164.9654 | 6164.9654 | 6164.9654 | 6164.9654 | 6164.9654 | 6164.9654 | 6164.9654 | 6164.9654 | 6164.9654 | 6164.9654 | 6164.9654 | 6164.9654 | 6164.9654 | 6164.9654 | 6164.9654 | 6164.9654 | 6164.9654 | 6164.9654 | 6164.9654 | 6164.9654 | 6164.9654 | 6164.9654 | 6164.9654 | 6164.9654 | 6164.9654
[9 empty] | TRG 7 - Low | 6217.2265 | 5821.1817 | 5612.9075 | 5400.3167 | 5184.4885 | 5045.2793 | 4903.9118 | 4759.3069 | 4612.5437 | 4462.5431 | 4309.3051 | 4153.9088 | 3996.3542 | 3835.5622 | 3672.6119 | 3657.5039 | 3641.3168 | 3625.1297 | 3607.8634 | 3588.4389 | 3569.0143 | 3548.5106 | 3528.007 | 3505.345 | 3482.683 | 3458.9419 | 3434.1217 | 3409.3014 | 3383.4021 | 3356.4235 | 3328.3659 | 3300.3082 | 3271.1714 | 3240.9554 | 3210.7395
[9 empty] | TRG 7 - Mid | 6217.2265 | 6112.5498 | 6006.794 | 5899.959 | 5790.9658 | 5656.0732 | 5520.1014 | 5383.0505 | 5244.9204 | 5105.7112 | 4966.502 | 4825.1345 | 4682.6879 | 4540.2413 | 4395.6364 | 4365.4204 | 4334.1253 | 4302.8303 | 4271.5352 | 4239.1609 | 4206.7867 | 4173.3333 | 4139.8799 | 4106.4266 | 4071.8941 | 4037.3615 | 4002.829 | 3967.2174 | 3931.6057 | 3894.9149 | 3859.3033 | 3822.6125 | 3784.8425 | 3748.1517 | 3710.3818
[9 empty] | TRG 7 - Constant | 6217.2265 | 6428.7382 | 6428.7382 | 6428.7382 | 6428.7382 | 6428.7382 | 6428.7382 | 6428.7382 | 6428.7382 | 6428.7382 | 6428.7382 | 6428.7382 | 6428.7382 | 6428.7382 | 6428.7382 | 6428.7382 | 6428.7382 | 6428.7382 | 6428.7382 | 6428.7382 | 6428.7382 | 6428.7382 | 6428.7382 | 6428.7382 | 6428.7382 | 6428.7382 | 6428.7382 | 6428.7382 | 6428.7382 | 6428.7382 | 6428.7382 | 6428.7382 | 6428.7382 | 6428.7382 | 6428.7382
[9 empty] | TRG 8 - Low | 6377.0929 | 5972.415 | 5759.8242 | 5542.9169 | 5321.693 | 5180.3255 | 5035.7206 | 4887.8782 | 4736.7985 | 4583.5605 | 4427.085 | 4267.3721 | 4105.501 | 3940.3924 | 3773.1255 | 3759.0967 | 3742.9096 | 3725.6433 | 3708.377 | 3690.0316 | 3669.528 | 3649.0243 | 3627.4415 | 3605.8586 | 3582.1175 | 3558.3764 | 3533.5562 | 3507.6568 | 3480.6783 | 3453.6998 | 3424.5629 | 3396.5053 | 3366.2893 | 3336.0734 | 3304.7783
[9 empty] | TRG 8 - Mid | 6377.0929 | 6270.258 | 6161.2647 | 6052.2715 | 5941.1199 | 5802.9899 | 5663.7807 | 5523.4923 | 5382.1249 | 5239.6782 | 5095.0733 | 4950.4684 | 4804.7844 | 4658.0212 | 4511.258 | 4479.9629 | 4448.6678 | 4416.2936 | 4383.9194 | 4350.466 | 4317.0126 | 4283.5592 | 4249.0267 | 4214.4942 | 4179.9617 | 4144.35 | 4108.7384 | 4072.0476 | 4036.4359 | 3998.666 | 3961.9752 | 3924.2053 | 3886.4353 | 3847.5862 | 3808.7372
[9 empty] | TRG 8 - Constant | 6377.0929 | 6594.0003 | 6594.0003 | 6594.0003 | 6594.0003 | 6594.0003 | 6594.0003 | 6594.0003 | 6594.0003 | 6594.0003 | 6594.0003 | 6594.0003 | 6594.0003 | 6594.0003 | 6594.0003 | 6594.0003 | 6594.0003 | 6594.0003 | 6594.0003 | 6594.0003 | 6594.0003 | 6594.0003 | 6594.0003 | 6594.0003 | 6594.0003 | 6594.0003 | 6594.0003 | 6594.0003 | 6594.0003 | 6594.0003 | 6594.0003 | 6594.0003 | 6594.0003 | 6594.0003 | 6594.0003
[9 empty] | TRG 9 - Low | 6687.1211 | 6261.9395 | 6038.5573 | 5810.8585 | 5577.764 | 5429.9217 | 5277.7628 | 5122.3665 | 4963.7328 | 4802.9407 | 4637.8322 | 4470.5653 | 4300.061 | 4126.3193 | 3949.3402 | 3935.3113 | 3919.1242 | 3901.8579 | 3883.5125 | 3865.1671 | 3844.6635 | 3823.0806 | 3801.4978 | 3777.7567 | 3754.0156 | 3729.1954 | 3703.296 | 3676.3175 | 3648.2598 | 3620.2021 | 3591.0653 | 3560.8494 | 3529.5543 | 3497.18 | 3464.8058
[9 empty] | TRG 9 - Mid | 6687.1211 | 6573.8113 | 6460.5014 | 6345.0333 | 6228.4861 | 6082.8021 | 5936.0389 | 5788.1965 | 5639.2751 | 5489.2745 | 5337.1156 | 5184.9567 | 5031.7187 | 4876.3223 | 4720.926 | 4688.5518 | 4655.0984 | 4621.645 | 4588.1917 | 4553.6592 | 4519.1266 | 4483.515 | 4447.9033 | 4411.2125 | 4374.5217 | 4336.7518 | 4300.061 | 4261.2119 | 4223.442 | 4184.5929 | 4145.7438 | 4105.8156 | 4065.8874 | 4024.88 | 3984.9518
[9 empty] | TRG 9 - Constant | 6687.1211 | 6913.7407 | 6913.7407 | 6913.7407 | 6913.7407 | 6913.7407 | 6913.7407 | 6913.7407 | 6913.7407 | 6913.7407 | 6913.7407 | 6913.7407 | 6913.7407 | 6913.7407 | 6913.7407 | 6913.7407 | 6913.7407 | 6913.7407 | 6913.7407 | 6913.7407 | 6913.7407 | 6913.7407 | 6913.7407 | 6913.7407 | 6913.7407 | 6913.7407 | 6913.7407 | 6913.7407 | 6913.7407 | 6913.7407 | 6913.7407 | 6913.7407 | 6913.7407 | 6913.7407 | 6913.7407
[9 empty] | TRG 10 - Low | 6931.3775 | 6497.5627 | 6267.7057 | 6033.5321 | 5793.9628 | 5641.8039 | 5486.4076 | 5326.6947 | 5163.7444 | 4997.5566 | 4828.1315 | 4654.3898 | 4478.4898 | 4298.2732 | 4115.8984 | 4101.8695 | 4086.7616 | 4069.4953 | 4052.2291 | 4033.8837 | 4013.38 | 3992.8763 | 3970.2143 | 3947.5524 | 3922.7321 | 3897.9119 | 3872.0125 | 3843.9548 | 3815.8972 | 3786.7604 | 3756.5444 | 3725.2493 | 3693.9542 | 3661.58 | 3627.0475
[9 empty] | TRG 10 - Mid | 6931.3775 | 6814.8302 | 6698.283 | 6579.5775 | 6459.7928 | 6309.7922 | 6158.7124 | 6005.4744 | 5851.1572 | 5695.7609 | 5539.2855 | 5381.7309 | 5222.018 | 5062.3051 | 4900.4339 | 4868.0597 | 4833.5272 | 4800.0738 | 4765.5413 | 4729.9297 | 4694.318 | 4657.6272 | 4620.9364 | 4584.2456 | 4546.4757 | 4507.6266 | 4468.7775 | 4429.9284 | 4390.0002 | 4350.072 | 4310.1438 | 4269.1364 | 4227.0499 | 4186.0426 | 4143.9561
[9 empty] | TRG 10 - Constant | 6931.3775 | 7164.4719 | 7164.4719 | 7164.4719 | 7164.4719 | 7164.4719 | 7164.4719 | 7164.4719 | 7164.4719 | 7164.4719 | 7164.4719 | 7164.4719 | 7164.4719 | 7164.4719 | 7164.4719 | 7164.4719 | 7164.4719 | 7164.4719 | 7164.4719 | 7164.4719 | 7164.4719 | 7164.4719 | 7164.4719 | 7164.4719 | 7164.4719 | 7164.4719 | 7164.4719 | 7164.4719 | 7164.4719 | 7164.4719 | 7164.4719 | 7164.4719 | 7164.4719 | 7164.4719 | 7164.4719
[9 empty] | TRG 11 - Low | 7211.1061 | 6769.7374 | 6535.5638 | 6295.9944 | 6049.9503 | 5894.554 | 5735.9202 | 5571.8908 | 5404.6239 | 5234.1196 | 5059.2988 | 4880.1614 | 4697.7865 | 4512.1742 | 4323.3246 | 4310.3749 | 4296.346 | 4280.1589 | 4262.8927 | 4244.5473 | 4225.1227 | 4204.619 | 4183.0362 | 4160.3743 | 4135.554 | 4110.7338 | 4083.7552 | 4055.6976 | 4027.6399 | 3997.424 | 3967.208 | 3934.8338 | 3902.4595 | 3867.927 | 3833.3945
[9 empty] | TRG 11 - Mid | 7211.1061 | 7093.4797 | 6972.6159 | 6851.7521 | 6728.73 | 6574.4128 | 6417.9374 | 6260.3828 | 6100.6699 | 5940.957 | 5779.0859 | 5615.0564 | 5451.027 | 5284.8393 | 5117.5724 | 5084.119 | 5049.5865 | 5015.054 | 4979.4423 | 4943.8307 | 4907.1399 | 4870.4491 | 4832.6791 | 4793.8301 | 4754.981 | 4716.1319 | 4676.2037 | 4636.2755 | 4595.2681 | 4554.2607 | 4512.1742 | 4470.0877 | 4426.9221 | 4383.7565 | 4339.5117
[9 empty] | TRG 11 - Constant | 7211.1061 | 7450.6754 | 7450.6754 | 7450.6754 | 7450.6754 | 7450.6754 | 7450.6754 | 7450.6754 | 7450.6754 | 7450.6754 | 7450.6754 | 7450.6754 | 7450.6754 | 7450.6754 | 7450.6754 | 7450.6754 | 7450.6754 | 7450.6754 | 7450.6754 | 7450.6754 | 7450.6754 | 7450.6754 | 7450.6754 | 7450.6754 | 7450.6754 | 7450.6754 | 7450.6754 | 7450.6754 | 7450.6754 | 7450.6754 | 7450.6754 | 7450.6754 | 7450.6754 | 7450.6754 | 7450.6754
[9 empty] | TRG 12 - Low | 7223.8245 | 6797.5637 | 6568.7858 | 6334.6122 | 6092.8846 | 5941.8049 | 5787.4877 | 5627.7748 | 5463.7454 | 5295.3994 | 5122.7368 | 4945.7577 | 4764.4619 | 4579.9288 | 4391.0791 | 4381.3669 | 4369.4963 | 4356.5466 | 4342.5178 | 4326.3307 | 4309.0644 | 4289.6399 | 4270.2153 | 4248.6325 | 4225.9706 | 4202.2294 | 4176.3301 | 4150.4307 | 4122.373 | 4094.3153 | 4064.0994 | 4032.8043 | 4000.4301 | 3966.9767 | 3932.4442
[9 empty] | TRG 12 - Mid | 7223.8245 | 7108.3564 | 6990.73 | 6870.9453 | 6751.1607 | 6597.9226 | 6443.6055 | 6288.2092 | 6130.6546 | 5970.9417 | 5810.1497 | 5647.1994 | 5483.1699 | 5318.0613 | 5151.8736 | 5119.4994 | 5086.046 | 5052.5926 | 5019.1392 | 4983.5276 | 4947.9159 | 4912.3043 | 4875.6135 | 4837.8435 | 4800.0736 | 4761.2245 | 4722.3754 | 4682.4472 | 4641.4399 | 4600.4325 | 4559.4251 | 4517.3386 | 4475.2521 | 4432.0865 | 4388.9209
[9 empty] | TRG 12 - Constant | 7223.8245 | 7456.9189 | 7456.9189 | 7456.9189 | 7456.9189 | 7456.9189 | 7456.9189 | 7456.9189 | 7456.9189 | 7456.9189 | 7456.9189 | 7456.9189 | 7456.9189 | 7456.9189 | 7456.9189 | 7456.9189 | 7456.9189 | 7456.9189 | 7456.9189 | 7456.9189 | 7456.9189 | 7456.9189 | 7456.9189 | 7456.9189 | 7456.9189 | 7456.9189 | 7456.9189 | 7456.9189 | 7456.9189 | 7456.9189 | 7456.9189 | 7456.9189 | 7456.9189 | 7456.9189 | 7456.9189
[9 empty] | TRG 13 - Low | 7410.5153 | 6985.3337 | 6755.4767 | 6518.0656 | 6274.1798 | 6123.1 | 5966.6245 | 5805.8325 | 5640.7239 | 5470.2197 | 5294.3197 | 5115.1822 | 4930.6491 | 4742.8786 | 4550.7915 | 4542.1583 | 4531.3669 | 4519.4964 | 4506.5467 | 4491.4387 | 4474.1724 | 4456.9062 | 4437.4816 | 4415.8988 | 4393.2369 | 4369.4958 | 4344.6755 | 4318.7761 | 4290.7185 | 4261.5816 | 4231.3657 | 4200.0706 | 4166.6172 | 4133.1639 | 4097.5522
[9 empty] | TRG 13 - Mid | 7410.5153 | 7293.9681 | 7176.3417 | 7055.4779 | 6933.535 | 6779.2178 | 6622.7423 | 6464.1086 | 6304.3957 | 6141.4454 | 5978.4951 | 5813.3865 | 5646.1196 | 5477.7736 | 5307.2694 | 5274.8951 | 5242.5209 | 5209.0675 | 5174.535 | 5138.9233 | 5103.3117 | 5067.7 | 5029.9301 | 4992.1602 | 4954.3902 | 4914.462 | 4875.6129 | 4834.6056 | 4793.5982 | 4752.5908 | 4710.5043 | 4667.3387 | 4624.173 | 4579.9283 | 4535.6835
[9 empty] | TRG 13 - Constant | 7410.5153 | 7645.7681 | 7645.7681 | 7645.7681 | 7645.7681 | 7645.7681 | 7645.7681 | 7645.7681 | 7645.7681 | 7645.7681 | 7645.7681 | 7645.7681 | 7645.7681 | 7645.7681 | 7645.7681 | 7645.7681 | 7645.7681 | 7645.7681 | 7645.7681 | 7645.7681 | 7645.7681 | 7645.7681 | 7645.7681 | 7645.7681 | 7645.7681 | 7645.7681 | 7645.7681 | 7645.7681 | 7645.7681 | 7645.7681 | 7645.7681 | 7645.7681 | 7645.7681 | 7645.7681 | 7645.7681
[9 empty] | TRG 14 - Low | 7606.1109 | 7188.4833 | 6960.7846 | 6724.4527 | 6480.5668 | 6331.6453 | 6177.3282 | 6016.5361 | 5851.4276 | 5680.9233 | 5505.0233 | 5324.8067 | 5139.1944 | 4948.1865 | 4753.9411 | 4747.4662 | 4738.8331 | 4729.1208 | 4717.2503 | 4703.2214 | 4688.1135 | 4671.9264 | 4653.581 | 4633.0773 | 4611.4945 | 4588.8325 | 4564.0122 | 4538.1129 | 4510.0552 | 4480.9184 | 4450.7024 | 4419.4073 | 4385.954 | 4351.4215 | 4315.8098
[9 empty] | TRG 14 - Mid | 7606.1109 | 7490.6428 | 7373.0165 | 7253.2318 | 7131.2889 | 6976.9717 | 6819.4171 | 6659.7042 | 6498.9122 | 6335.9619 | 6170.8533 | 6003.5864 | 5835.2404 | 5664.7361 | 5492.0736 | 5460.7785 | 5428.4043 | 5396.03 | 5361.4975 | 5326.965 | 5291.3533 | 5255.7417 | 5217.9717 | 5180.2018 | 5142.4319 | 5102.5036 | 5062.5754 | 5022.6472 | 4981.6398 | 4939.5533 | 4896.3877 | 4853.2221 | 4810.0564 | 4764.7325 | 4720.4877
[9 empty] | TRG 14 - Constant | 7606.1109 | 7839.2054 | 7839.2054 | 7839.2054 | 7839.2054 | 7839.2054 | 7839.2054 | 7839.2054 | 7839.2054 | 7839.2054 | 7839.2054 | 7839.2054 | 7839.2054 | 7839.2054 | 7839.2054 | 7839.2054 | 7839.2054 | 7839.2054 | 7839.2054 | 7839.2054 | 7839.2054 | 7839.2054 | 7839.2054 | 7839.2054 | 7839.2054 | 7839.2054 | 7839.2054 | 7839.2054 | 7839.2054 | 7839.2054 | 7839.2054 | 7839.2054 | 7839.2054 | 7839.2054 | 7839.2054
[9 empty] | TRG 15 - Low | 8203.6249 | 7762.2562 | 7520.5286 | 7270.1679 | 7011.174 | 6853.6194 | 6689.59 | 6519.0857 | 6343.1857 | 6160.8109 | 5973.0403 | 5779.8741 | 5582.3913 | 5378.4336 | 5169.0802 | 5163.6845 | 5156.1305 | 5146.4183 | 5134.5477 | 5121.598 | 5105.4109 | 5088.1446 | 5069.7992 | 5048.2164 | 5026.6336 | 5001.8134 | 4975.914 | 4947.8563 | 4918.7195 | 4888.5035 | 4856.1293 | 4821.5968 | 4787.0643 | 4750.3735 | 4711.5244
[9 empty] | TRG 15 - Mid | 8203.6249 | 8080.6029 | 7956.5016 | 7829.163 | 7699.6661 | 7533.4783 | 7366.2115 | 7195.7072 | 7023.0446 | 6849.3029 | 6672.3237 | 6493.1863 | 6312.9698 | 6130.5949 | 5946.0618 | 5912.6084 | 5878.0759 | 5843.5434 | 5807.9317 | 5771.2409 | 5733.471 | 5694.6219 | 5655.7729 | 5615.8446 | 5574.8373 | 5532.7508 | 5489.5851 | 5446.4195 | 5402.1747 | 5357.9299 | 5312.606 | 5266.2029 | 5218.7207 | 5171.2385 | 5122.6772
[9 empty] | TRG 15 - Constant | 8203.6249 | 8450.7482 | 8450.7482 | 8450.7482 | 8450.7482 | 8450.7482 | 8450.7482 | 8450.7482 | 8450.7482 | 8450.7482 | 8450.7482 | 8450.7482 | 8450.7482 | 8450.7482 | 8450.7482 | 8450.7482 | 8450.7482 | 8450.7482 | 8450.7482 | 8450.7482 | 8450.7482 | 8450.7482 | 8450.7482 | 8450.7482 | 8450.7482 | 8450.7482 | 8450.7482 | 8450.7482 | 8450.7482 | 8450.7482 | 8450.7482 | 8450.7482 | 8450.7482 | 8450.7482 | 8450.7482
[10 empty] | 2016 | 2017 | 2018 | 2019 | 2020 | 2021 | 2022 | 2023 | 2024 | 2025 | 2026 | 2027 | 2028 | 2029 | 2030 | 2031 | 2032 | 2033 | 2034 | 2035 | 2036 | 2037 | 2038 | 2039 | 2040 | 2041 | 2042 | 2043 | 2044 | 2045 | 2046 | 2047 | 2048 | 2049 | 2050
[8 empty] | Construction Financing Cost ($/kW) | TRG 1 - Low | 133.8273 | 124.2504 | 119.234 | 114.0655 | 108.821 | 105.5147 | 102.1324 | 98.6361 | 95.1018 | 91.4915 | 87.7672 | 84.0048 | 80.1665 | 76.2521 | 72.2618 | 72.0337 | 71.8057 | 71.5017 | 71.1977 | 70.8936 | 70.5136 | 70.1336 | 69.7535 | 69.3355 | 68.8795 | 68.3854 | 67.8914 | 67.3973 | 66.8653 | 66.2952 | 65.7252 | 65.1171 | 64.5091 | 63.863 | 63.2169
[9 empty] | TRG 1 - Mid | 133.8273 | 131.2811 | 128.6968 | 126.0746 | 123.4524 | 120.1461 | 116.8018 | 113.4575 | 110.0372 | 106.6168 | 103.1585 | 99.7002 | 96.1659 | 92.6316 | 89.0973 | 88.3752 | 87.6911 | 86.9691 | 86.247 | 85.4869 | 84.7269 | 83.9668 | 83.1687 | 82.4087 | 81.6106 | 80.7745 | 79.9765 | 79.1404 | 78.3043 | 77.4302 | 76.5941 | 75.7201 | 74.846 | 73.9339 | 73.0598
[9 empty] | TRG 1 - Constant | 133.8273 | 138.9958 | 138.9958 | 138.9958 | 138.9958 | 138.9958 | 138.9958 | 138.9958 | 138.9958 | 138.9958 | 138.9958 | 138.9958 | 138.9958 | 138.9958 | 138.9958 | 138.9958 | 138.9958 | 138.9958 | 138.9958 | 138.9958 | 138.9958 | 138.9958 | 138.9958 | 138.9958 | 138.9958 | 138.9958 | 138.9958 | 138.9958 | 138.9958 | 138.9958 | 138.9958 | 138.9958 | 138.9958 | 138.9958 | 138.9958
[9 empty] | TRG 2 - Low | 136.9869 | 127.2961 | 122.2036 | 116.9591 | 111.6007 | 108.2564 | 104.8361 | 101.3017 | 97.6914 | 94.0051 | 90.2427 | 86.3664 | 82.452 | 78.4617 | 74.3573 | 74.1673 | 73.9393 | 73.6732 | 73.4072 | 73.0652 | 72.7232 | 72.3811 | 71.9631 | 71.5831 | 71.127 | 70.671 | 70.1769 | 69.6449 | 69.1128 | 68.5428 | 67.9727 | 67.3647 | 66.7186 | 66.0726 | 65.4265
[9 empty] | TRG 2 - Mid | 136.9869 | 134.4027 | 131.7805 | 129.1202 | 126.46 | 123.0777 | 119.6574 | 116.1991 | 112.7408 | 109.2444 | 105.7101 | 102.1378 | 98.5655 | 94.9172 | 91.2688 | 90.5848 | 89.8627 | 89.1406 | 88.4186 | 87.6585 | 86.8984 | 86.1004 | 85.3023 | 84.5042 | 83.7062 | 82.8701 | 82.034 | 81.1979 | 80.3619 | 79.4878 | 78.6137 | 77.7016 | 76.8275 | 75.9155 | 75.0034
[9 empty] | TRG 2 - Constant | 136.9869 | 142.2314 | 142.2314 | 142.2314 | 142.2314 | 142.2314 | 142.2314 | 142.2314 | 142.2314 | 142.2314 | 142.2314 | 142.2314 | 142.2314 | 142.2314 | 142.2314 | 142.2314 | 142.2314 | 142.2314 | 142.2314 | 142.2314 | 142.2314 | 142.2314 | 142.2314 | 142.2314 | 142.2314 | 142.2314 | 142.2314 | 142.2314 | 142.2314 | 142.2314 | 142.2314 | 142.2314 | 142.2314 | 142.2314 | 142.2314
[9 empty] | TRG 3 - Low | 141.8118 | 131.9309 | 126.7245 | 121.366 | 115.8555 | 112.4352 | 108.9009 | 105.2905 | 101.6042 | 97.8039 | 93.9275 | 89.9751 | 85.9468 | 81.8424 | 77.624 | 77.434 | 77.206 | 76.94 | 76.674 | 76.3319 | 75.9899 | 75.6479 | 75.2298 | 74.8118 | 74.3557 | 73.8997 | 73.3677 | 72.8736 | 72.3036 | 71.7335 | 71.1255 | 70.5174 | 69.8713 | 69.1873 | 68.5032
[9 empty] | TRG 3 - Mid | 141.8118 | 139.1516 | 136.4913 | 133.7551 | 131.0188 | 127.5605 | 124.0642 | 120.5299 | 116.9576 | 113.3473 | 109.7369 | 106.0506 | 102.3643 | 98.6399 | 94.8776 | 94.1555 | 93.4335 | 92.7114 | 91.9513 | 91.1913 | 90.3932 | 89.5951 | 88.797 | 87.961 | 87.1249 | 86.2888 | 85.4147 | 84.5407 | 83.6666 | 82.7925 | 81.8804 | 80.9683 | 80.0563 | 79.1062 | 78.1561
[9 empty] | TRG 3 - Constant | 141.8118 | 147.2083 | 147.2083 | 147.2083 | 147.2083 | 147.2083 | 147.2083 | 147.2083 | 147.2083 | 147.2083 | 147.2083 | 147.2083 | 147.2083 | 147.2083 | 147.2083 | 147.2083 | 147.2083 | 147.2083 | 147.2083 | 147.2083 | 147.2083 | 147.2083 | 147.2083 | 147.2083 | 147.2083 | 147.2083 | 147.2083 | 147.2083 | 147.2083 | 147.2083 | 147.2083 | 147.2083 | 147.2083 | 147.2083 | 147.2083
[9 empty] | TRG 4 - Low | 160.4385 | 149.5695 | 143.831 | 137.9024 | 131.8599 | 128.0596 | 124.1832 | 120.1929 | 116.1265 | 111.9081 | 107.6137 | 103.2433 | 98.7589 | 94.1985 | 89.5241 | 89.3341 | 89.0681 | 88.802 | 88.498 | 88.118 | 87.7379 | 87.3579 | 86.9019 | 86.4078 | 85.9138 | 85.3817 | 84.8117 | 84.2416 | 83.6336 | 82.9495 | 82.3034 | 81.5814 | 80.8593 | 80.0992 | 79.3392
[9 empty] | TRG 4 - Mid | 160.4385 | 157.5122 | 154.5479 | 151.5837 | 148.5434 | 144.7051 | 140.8287 | 136.9144 | 132.962 | 129.0096 | 124.9813 | 120.9149 | 116.8105 | 112.7062 | 108.5258 | 107.7277 | 106.9297 | 106.1316 | 105.2955 | 104.4214 | 103.5474 | 102.6733 | 101.7992 | 100.8871 | 99.937 | 99.0249 | 98.0369 | 97.0868 | 96.0987 | 95.1106 | 94.1225 | 93.0964 | 92.0703 | 91.0062 | 89.9801
[9 empty] | TRG 4 - Constant | 160.4385 | 166.367 | 166.367 | 166.367 | 166.367 | 166.367 | 166.367 | 166.367 | 166.367 | 166.367 | 166.367 | 166.367 | 166.367 | 166.367 | 166.367 | 166.367 | 166.367 | 166.367 | 166.367 | 166.367 | 166.367 | 166.367 | 166.367 | 166.367 | 166.367 | 166.367 | 166.367 | 166.367 | 166.367 | 166.367 | 166.367 | 166.367 | 166.367 | 166.367 | 166.367
[9 empty] | TRG 5 - Low | 187.803 | 175.832 | 169.4474 | 162.8348 | 156.0322 | 151.8518 | 147.5194 | 143.073 | 138.4746 | 133.7622 | 128.9357 | 123.9573 | 118.9028 | 113.6964 | 108.4139 | 108.2239 | 107.9959 | 107.7298 | 107.3878 | 107.0458 | 106.6277 | 106.2097 | 105.7157 | 105.1836 | 104.6516 | 104.0435 | 103.4354 | 102.7514 | 102.0673 | 101.3073 | 100.5472 | 99.7491 | 98.913 | 98.039 | 97.1649
[9 empty] | TRG 5 - Mid | 187.803 | 184.5727 | 181.2665 | 177.9222 | 174.5018 | 170.2075 | 165.8371 | 161.4287 | 156.9823 | 152.4599 | 147.9375 | 143.339 | 138.7026 | 134.0282 | 129.2778 | 128.4037 | 127.5296 | 126.6175 | 125.6674 | 124.7174 | 123.7673 | 122.7792 | 121.7531 | 120.727 | 119.7009 | 118.6368 | 117.5727 | 116.4706 | 115.3685 | 114.2284 | 113.0883 | 111.9102 | 110.7321 | 109.554 | 108.3759
[9 empty] | TRG 5 - Constant | 187.803 | 194.4156 | 194.4156 | 194.4156 | 194.4156 | 194.4156 | 194.4156 | 194.4156 | 194.4156 | 194.4156 | 194.4156 | 194.4156 | 194.4156 | 194.4156 | 194.4156 | 194.4156 | 194.4156 | 194.4156 | 194.4156 | 194.4156 | 194.4156 | 194.4156 | 194.4156 | 194.4156 | 194.4156 | 194.4156 | 194.4156 | 194.4156 | 194.4156 | 194.4156 | 194.4156 | 194.4156 | 194.4156 | 194.4156 | 194.4156
[9 empty] | TRG 6 - Low | 209.925 | 196.4338 | 189.3651 | 182.1445 | 174.8098 | 170.0974 | 165.309 | 160.4065 | 155.3901 | 150.2976 | 145.1292 | 139.8467 | 134.4882 | 129.0537 | 123.5432 | 123.0112 | 122.4791 | 121.9091 | 121.301 | 120.655 | 120.0089 | 119.3248 | 118.6028 | 117.8427 | 117.0826 | 116.2466 | 115.4485 | 114.5744 | 113.7003 | 112.7882 | 111.8382 | 110.8881 | 109.9 | 108.9119 | 107.8858
[9 empty] | TRG 6 - Mid | 209.925 | 206.3527 | 202.7423 | 199.094 | 195.4457 | 190.8473 | 186.2489 | 181.6124 | 176.9 | 172.1876 | 167.4372 | 162.6487 | 157.8603 | 152.9959 | 148.1314 | 147.0673 | 146.0412 | 144.9771 | 143.875 | 142.8109 | 141.6708 | 140.5687 | 139.4286 | 138.2885 | 137.1104 | 135.9703 | 134.7542 | 133.5761 | 132.36 | 131.1439 | 129.8898 | 128.6737 | 127.4196 | 126.1274 | 124.8733
[9 empty] | TRG 6 - Constant | 209.925 | 217.1076 | 217.1076 | 217.1076 | 217.1076 | 217.1076 | 217.1076 | 217.1076 | 217.1076 | 217.1076 | 217.1076 | 217.1076 | 217.1076 | 217.1076 | 217.1076 | 217.1076 | 217.1076 | 217.1076 | 217.1076 | 217.1076 | 217.1076 | 217.1076 | 217.1076 | 217.1076 | 217.1076 | 217.1076 | 217.1076 | 217.1076 | 217.1076 | 217.1076 | 217.1076 | 217.1076 | 217.1076 | 217.1076 | 217.1076
[9 empty] | TRG 7 - Low | 218.9481 | 205.0008 | 197.6662 | 190.1795 | 182.5788 | 177.6764 | 172.6979 | 167.6055 | 162.437 | 157.1545 | 151.758 | 146.2855 | 140.737 | 135.0745 | 129.336 | 128.804 | 128.2339 | 127.6639 | 127.0558 | 126.3717 | 125.6877 | 124.9656 | 124.2436 | 123.4455 | 122.6474 | 121.8113 | 120.9373 | 120.0632 | 119.1511 | 118.201 | 117.2129 | 116.2248 | 115.1987 | 114.1346 | 113.0706
[9 empty] | TRG 7 - Mid | 218.9481 | 215.2617 | 211.5374 | 207.7751 | 203.9367 | 199.1863 | 194.3979 | 189.5714 | 184.707 | 179.8046 | 174.9021 | 169.9237 | 164.9072 | 159.8908 | 154.7983 | 153.7342 | 152.6321 | 151.53 | 150.4279 | 149.2878 | 148.1477 | 146.9696 | 145.7915 | 144.6134 | 143.3973 | 142.1812 | 140.9651 | 139.7109 | 138.4568 | 137.1647 | 135.9106 | 134.6185 | 133.2884 | 131.9963 | 130.6661
[9 empty] | TRG 7 - Constant | 218.9481 | 226.3967 | 226.3967 | 226.3967 | 226.3967 | 226.3967 | 226.3967 | 226.3967 | 226.3967 | 226.3967 | 226.3967 | 226.3967 | 226.3967 | 226.3967 | 226.3967 | 226.3967 | 226.3967 | 226.3967 | 226.3967 | 226.3967 | 226.3967 | 226.3967 | 226.3967 | 226.3967 | 226.3967 | 226.3967 | 226.3967 | 226.3967 | 226.3967 | 226.3967 | 226.3967 | 226.3967 | 226.3967 | 226.3967 | 226.3967
[9 empty] | TRG 8 - Low | 224.578 | 210.3267 | 202.84 | 195.2013 | 187.4106 | 182.4322 | 177.3397 | 172.1333 | 166.8128 | 161.4163 | 155.9058 | 150.2813 | 144.5808 | 138.7663 | 132.8757 | 132.3817 | 131.8116 | 131.2036 | 130.5955 | 129.9495 | 129.2274 | 128.5053 | 127.7453 | 126.9852 | 126.1491 | 125.3131 | 124.439 | 123.5269 | 122.5768 | 121.6267 | 120.6006 | 119.6125 | 118.5485 | 117.4844 | 116.3823
[9 empty] | TRG 8 - Mid | 224.578 | 220.8157 | 216.9773 | 213.139 | 209.2246 | 204.3602 | 199.4577 | 194.5173 | 189.5388 | 184.5224 | 179.4299 | 174.3375 | 169.207 | 164.0385 | 158.8701 | 157.768 | 156.6659 | 155.5258 | 154.3857 | 153.2076 | 152.0295 | 150.8514 | 149.6352 | 148.4191 | 147.203 | 145.9489 | 144.6948 | 143.4027 | 142.1486 | 140.8185 | 139.5263 | 138.1962 | 136.8661 | 135.498 | 134.1299
[9 empty] | TRG 8 - Constant | 224.578 | 232.2167 | 232.2167 | 232.2167 | 232.2167 | 232.2167 | 232.2167 | 232.2167 | 232.2167 | 232.2167 | 232.2167 | 232.2167 | 232.2167 | 232.2167 | 232.2167 | 232.2167 | 232.2167 | 232.2167 | 232.2167 | 232.2167 | 232.2167 | 232.2167 | 232.2167 | 232.2167 | 232.2167 | 232.2167 | 232.2167 | 232.2167 | 232.2167 | 232.2167 | 232.2167 | 232.2167 | 232.2167 | 232.2167 | 232.2167
[9 empty] | TRG 9 - Low | 235.4961 | 220.5227 | 212.656 | 204.6373 | 196.4285 | 191.2221 | 185.8636 | 180.3911 | 174.8046 | 169.1421 | 163.3276 | 157.437 | 151.4325 | 145.3139 | 139.0814 | 138.5873 | 138.0173 | 137.4092 | 136.7632 | 136.1171 | 135.395 | 134.635 | 133.8749 | 133.0388 | 132.2028 | 131.3287 | 130.4166 | 129.4665 | 128.4784 | 127.4903 | 126.4642 | 125.4001 | 124.298 | 123.1579 | 122.0178
[9 empty] | TRG 9 - Mid | 235.4961 | 231.5057 | 227.5153 | 223.449 | 219.3446 | 214.2141 | 209.0457 | 203.8392 | 198.5947 | 193.3123 | 187.9538 | 182.5953 | 177.1988 | 171.7263 | 166.2538 | 165.1137 | 163.9356 | 162.7575 | 161.5794 | 160.3633 | 159.1472 | 157.8931 | 156.639 | 155.3468 | 154.0547 | 152.7246 | 151.4325 | 150.0644 | 148.7342 | 147.3661 | 145.998 | 144.5919 | 143.1857 | 141.7416 | 140.3355
[9 empty] | TRG 9 - Constant | 235.4961 | 243.4768 | 243.4768 | 243.4768 | 243.4768 | 243.4768 | 243.4768 | 243.4768 | 243.4768 | 243.4768 | 243.4768 | 243.4768 | 243.4768 | 243.4768 | 243.4768 | 243.4768 | 243.4768 | 243.4768 | 243.4768 | 243.4768 | 243.4768 | 243.4768 | 243.4768 | 243.4768 | 243.4768 | 243.4768 | 243.4768 | 243.4768 | 243.4768 | 243.4768 | 243.4768 | 243.4768 | 243.4768 | 243.4768 | 243.4768
[9 empty] | TRG 10 - Low | 244.0979 | 228.8205 | 220.7258 | 212.479 | 204.0423 | 198.6838 | 193.2113 | 187.5868 | 181.8483 | 175.9957 | 170.0292 | 163.9107 | 157.7161 | 151.3695 | 144.947 | 144.4529 | 143.9209 | 143.3128 | 142.7048 | 142.0587 | 141.3366 | 140.6146 | 139.8165 | 139.0184 | 138.1443 | 137.2703 | 136.3582 | 135.3701 | 134.382 | 133.3559 | 132.2918 | 131.1897 | 130.0876 | 128.9475 | 127.7314
[9 empty] | TRG 10 - Mid | 244.0979 | 239.9935 | 235.8891 | 231.7088 | 227.4904 | 222.2079 | 216.8874 | 211.4909 | 206.0564 | 200.584 | 195.0735 | 189.525 | 183.9005 | 178.276 | 172.5754 | 171.4353 | 170.2192 | 169.0411 | 167.825 | 166.5709 | 165.3168 | 164.0247 | 162.7326 | 161.4404 | 160.1103 | 158.7422 | 157.3741 | 156.0059 | 154.5998 | 153.1937 | 151.7876 | 150.3434 | 148.8613 | 147.4172 | 145.935
[9 empty] | TRG 10 - Constant | 244.0979 | 252.3066 | 252.3066 | 252.3066 | 252.3066 | 252.3066 | 252.3066 | 252.3066 | 252.3066 | 252.3066 | 252.3066 | 252.3066 | 252.3066 | 252.3066 | 252.3066 | 252.3066 | 252.3066 | 252.3066 | 252.3066 | 252.3066 | 252.3066 | 252.3066 | 252.3066 | 252.3066 | 252.3066 | 252.3066 | 252.3066 | 252.3066 | 252.3066 | 252.3066 | 252.3066 | 252.3066 | 252.3066 | 252.3066 | 252.3066
[9 empty] | TRG 11 - Low | 253.9489 | 238.4055 | 230.1588 | 221.722 | 213.0572 | 207.5847 | 201.9982 | 196.2217 | 190.3312 | 184.3266 | 178.1701 | 171.8615 | 165.4389 | 158.9023 | 152.2517 | 151.7957 | 151.3017 | 150.7316 | 150.1236 | 149.4775 | 148.7934 | 148.0714 | 147.3113 | 146.5132 | 145.6392 | 144.7651 | 143.815 | 142.8269 | 141.8388 | 140.7747 | 139.7106 | 138.5705 | 137.4304 | 136.2143 | 134.9982
[9 empty] | TRG 11 - Mid | 253.9489 | 249.8065 | 245.5501 | 241.2938 | 236.9614 | 231.5269 | 226.0164 | 220.4679 | 214.8434 | 209.2189 | 203.5184 | 197.7418 | 191.9653 | 186.1128 | 180.2223 | 179.0442 | 177.828 | 176.6119 | 175.3578 | 174.1037 | 172.8116 | 171.5195 | 170.1894 | 168.8212 | 167.4531 | 166.085 | 164.6789 | 163.2727 | 161.8286 | 160.3845 | 158.9023 | 157.4202 | 155.9001 | 154.3799 | 152.8218
[9 empty] | TRG 11 - Constant | 253.9489 | 262.3857 | 262.3857 | 262.3857 | 262.3857 | 262.3857 | 262.3857 | 262.3857 | 262.3857 | 262.3857 | 262.3857 | 262.3857 | 262.3857 | 262.3857 | 262.3857 | 262.3857 | 262.3857 | 262.3857 | 262.3857 | 262.3857 | 262.3857 | 262.3857 | 262.3857 | 262.3857 | 262.3857 | 262.3857 | 262.3857 | 262.3857 | 262.3857 | 262.3857 | 262.3857 | 262.3857 | 262.3857 | 262.3857 | 262.3857
[9 empty] | TRG 12 - Low | 254.3968 | 239.3854 | 231.3287 | 223.082 | 214.5692 | 209.2487 | 203.8142 | 198.1897 | 192.4132 | 186.4847 | 180.4041 | 174.1716 | 167.787 | 161.2884 | 154.6378 | 154.2958 | 153.8777 | 153.4217 | 152.9277 | 152.3576 | 151.7496 | 151.0655 | 150.3814 | 149.6214 | 148.8233 | 147.9872 | 147.0751 | 146.1631 | 145.175 | 144.1869 | 143.1228 | 142.0207 | 140.8806 | 139.7025 | 138.4864
[9 empty] | TRG 12 - Mid | 254.3968 | 250.3304 | 246.1881 | 241.9697 | 237.7513 | 232.3548 | 226.9203 | 221.4478 | 215.8993 | 210.2748 | 204.6123 | 198.8738 | 193.0973 | 187.2828 | 181.4302 | 180.2901 | 179.112 | 177.9339 | 176.7558 | 175.5017 | 174.2476 | 172.9935 | 171.7014 | 170.3712 | 169.0411 | 167.673 | 166.3049 | 164.8987 | 163.4546 | 162.0105 | 160.5663 | 159.0842 | 157.6021 | 156.0819 | 154.5618
[9 empty] | TRG 12 - Constant | 254.3968 | 262.6055 | 262.6055 | 262.6055 | 262.6055 | 262.6055 | 262.6055 | 262.6055 | 262.6055 | 262.6055 | 262.6055 | 262.6055 | 262.6055 | 262.6055 | 262.6055 | 262.6055 | 262.6055 | 262.6055 | 262.6055 | 262.6055 | 262.6055 | 262.6055 | 262.6055 | 262.6055 | 262.6055 | 262.6055 | 262.6055 | 262.6055 | 262.6055 | 262.6055 | 262.6055 | 262.6055 | 262.6055 | 262.6055 | 262.6055
[9 empty] | TRG 13 - Low | 260.9714 | 245.998 | 237.9033 | 229.5425 | 220.9538 | 215.6333 | 210.1228 | 204.4603 | 198.6458 | 192.6412 | 186.4467 | 180.1381 | 173.6395 | 167.0269 | 160.2623 | 159.9583 | 159.5782 | 159.1602 | 158.7042 | 158.1721 | 157.5641 | 156.956 | 156.2719 | 155.5119 | 154.7138 | 153.8777 | 153.0036 | 152.0916 | 151.1035 | 150.0774 | 149.0133 | 147.9112 | 146.7331 | 145.555 | 144.3009
[9 empty] | TRG 13 - Mid | 260.9714 | 256.867 | 252.7246 | 248.4682 | 244.1739 | 238.7394 | 233.2289 | 227.6424 | 222.0179 | 216.2793 | 210.5408 | 204.7263 | 198.8358 | 192.9072 | 186.9027 | 185.7626 | 184.6225 | 183.4444 | 182.2283 | 180.9742 | 179.7201 | 178.4659 | 177.1358 | 175.8057 | 174.4756 | 173.0695 | 171.7013 | 170.2572 | 168.8131 | 167.3689 | 165.8868 | 164.3667 | 162.8465 | 161.2884 | 159.7303
[9 empty] | TRG 13 - Constant | 260.9714 | 269.2561 | 269.2561 | 269.2561 | 269.2561 | 269.2561 | 269.2561 | 269.2561 | 269.2561 | 269.2561 | 269.2561 | 269.2561 | 269.2561 | 269.2561 | 269.2561 | 269.2561 | 269.2561 | 269.2561 | 269.2561 | 269.2561 | 269.2561 | 269.2561 | 269.2561 | 269.2561 | 269.2561 | 269.2561 | 269.2561 | 269.2561 | 269.2561 | 269.2561 | 269.2561 | 269.2561 | 269.2561 | 269.2561 | 269.2561
[9 empty] | TRG 14 - Low | 267.8595 | 253.1522 | 245.1335 | 236.8107 | 228.222 | 222.9775 | 217.543 | 211.8805 | 206.066 | 200.0614 | 193.8669 | 187.5203 | 180.9837 | 174.2571 | 167.4165 | 167.1885 | 166.8844 | 166.5424 | 166.1244 | 165.6303 | 165.0983 | 164.5282 | 163.8822 | 163.1601 | 162.4 | 161.602 | 160.7279 | 159.8158 | 158.8277 | 157.8016 | 156.7375 | 155.6354 | 154.4573 | 153.2412 | 151.9871
[9 empty] | TRG 14 - Mid | 267.8595 | 263.7932 | 259.6508 | 255.4324 | 251.138 | 245.7035 | 240.155 | 234.5305 | 228.868 | 223.1295 | 217.315 | 211.4245 | 205.4959 | 199.4914 | 193.4108 | 192.3087 | 191.1686 | 190.0285 | 188.8124 | 187.5963 | 186.3422 | 185.0881 | 183.758 | 182.4278 | 181.0977 | 179.6916 | 178.2855 | 176.8793 | 175.4352 | 173.9531 | 172.4329 | 170.9128 | 169.3927 | 167.7965 | 166.2384
[9 empty] | TRG 14 - Constant | 267.8595 | 276.0683 | 276.0683 | 276.0683 | 276.0683 | 276.0683 | 276.0683 | 276.0683 | 276.0683 | 276.0683 | 276.0683 | 276.0683 | 276.0683 | 276.0683 | 276.0683 | 276.0683 | 276.0683 | 276.0683 | 276.0683 | 276.0683 | 276.0683 | 276.0683 | 276.0683 | 276.0683 | 276.0683 | 276.0683 | 276.0683 | 276.0683 | 276.0683 | 276.0683 | 276.0683 | 276.0683 | 276.0683 | 276.0683 | 276.0683
[9 empty] | TRG 15 - Low | 288.9018 | 273.3584 | 264.8456 | 256.0288 | 246.908 | 241.3595 | 235.583 | 229.5785 | 223.3839 | 216.9613 | 210.3487 | 203.5461 | 196.5915 | 189.4088 | 182.0362 | 181.8462 | 181.5801 | 181.2381 | 180.8201 | 180.364 | 179.794 | 179.1859 | 178.5399 | 177.7798 | 177.0197 | 176.1457 | 175.2336 | 174.2455 | 173.2194 | 172.1553 | 171.0152 | 169.7991 | 168.583 | 167.2909 | 165.9227
[9 empty] | TRG 15 - Mid | 288.9018 | 284.5694 | 280.199 | 275.7146 | 271.1542 | 265.3017 | 259.4111 | 253.4066 | 247.3261 | 241.2075 | 234.9749 | 228.6664 | 222.3198 | 215.8972 | 209.3986 | 208.2205 | 207.0044 | 205.7883 | 204.5342 | 203.2421 | 201.912 | 200.5438 | 199.1757 | 197.7696 | 196.3255 | 194.8433 | 193.3232 | 191.8031 | 190.2449 | 188.6868 | 187.0906 | 185.4565 | 183.7843 | 182.1122 | 180.402
[9 empty] | TRG 15 - Constant | 288.9018 | 297.6046 | 297.6046 | 297.6046 | 297.6046 | 297.6046 | 297.6046 | 297.6046 | 297.6046 | 297.6046 | 297.6046 | 297.6046 | 297.6046 | 297.6046 | 297.6046 | 297.6046 | 297.6046 | 297.6046 | 297.6046 | 297.6046 | 297.6046 | 297.6046 | 297.6046 | 297.6046 | 297.6046 | 297.6046 | 297.6046 | 297.6046 | 297.6046 | 297.6046 | 297.6046 | 297.6046 | 297.6046 | 297.6046 | 297.6046
[10 empty] | 2016 | 2017 | 2018 | 2019 | 2020 | 2021 | 2022 | 2023 | 2024 | 2025 | 2026 | 2027 | 2028 | 2029 | 2030 | 2031 | 2032 | 2033 | 2034 | 2035 | 2036 | 2037 | 2038 | 2039 | 2040 | 2041 | 2042 | 2043 | 2044 | 2045 | 2046 | 2047 | 2048 | 2049 | 2050
[8 empty] | Overnight Capital Cost (OCC) ($/kW) | TRG 1 - Low | 3438.7561 | 3176.3894 | 3038.9593 | 2897.3646 | 2753.6876 | 2663.1086 | 2570.4473 | 2474.6627 | 2377.8369 | 2278.9288 | 2176.8973 | 2073.8247 | 1968.6698 | 1861.4326 | 1752.1131 | 1745.8663 | 1739.6195 | 1731.2904 | 1722.9613 | 1714.6322 | 1704.2208 | 1693.8094 | 1683.398 | 1671.9455 | 1659.4519 | 1645.9171 | 1632.3823 | 1618.8475 | 1604.2716 | 1588.6545 | 1573.0374 | 1556.3792 | 1539.721 | 1522.0217 | 1504.3224
[9 empty] | TRG 1 - Mid | 3438.7561 | 3368.9999 | 3298.2025 | 3226.3641 | 3154.5256 | 3063.9466 | 2972.3265 | 2880.7063 | 2787.004 | 2693.3016 | 2598.558 | 2503.8145 | 2406.9887 | 2310.1629 | 2213.3371 | 2193.5555 | 2174.815 | 2155.0334 | 2135.2518 | 2114.429 | 2093.6063 | 2072.7835 | 2050.9196 | 2030.0969 | 2008.233 | 1985.328 | 1963.4641 | 1940.559 | 1917.654 | 1893.7078 | 1870.8028 | 1846.8567 | 1822.9105 | 1797.9232 | 1773.977
[9 empty] | TRG 1 - Constant | 3438.7561 | 3580.3509 | 3580.3509 | 3580.3509 | 3580.3509 | 3580.3509 | 3580.3509 | 3580.3509 | 3580.3509 | 3580.3509 | 3580.3509 | 3580.3509 | 3580.3509 | 3580.3509 | 3580.3509 | 3580.3509 | 3580.3509 | 3580.3509 | 3580.3509 | 3580.3509 | 3580.3509 | 3580.3509 | 3580.3509 | 3580.3509 | 3580.3509 | 3580.3509 | 3580.3509 | 3580.3509 | 3580.3509 | 3580.3509 | 3580.3509 | 3580.3509 | 3580.3509 | 3580.3509 | 3580.3509
[9 empty] | TRG 2 - Low | 3479.3982 | 3213.9081 | 3074.3957 | 2930.7187 | 2783.9183 | 2692.2982 | 2598.5958 | 2501.77 | 2402.8619 | 2301.8715 | 2198.7989 | 2092.6029 | 1985.3657 | 1876.0462 | 1763.6034 | 1758.3977 | 1752.1508 | 1744.8629 | 1737.5749 | 1728.2047 | 1718.8344 | 1709.4642 | 1698.0117 | 1687.6003 | 1675.1067 | 1662.613 | 1649.0782 | 1634.5023 | 1619.9264 | 1604.3093 | 1588.6922 | 1572.034 | 1554.3347 | 1536.6354 | 1518.936
[9 empty] | TRG 2 - Mid | 3479.3982 | 3408.6009 | 3336.7624 | 3263.8827 | 3191.0031 | 3098.3418 | 3004.6394 | 2909.8959 | 2815.1524 | 2719.3677 | 2622.5419 | 2524.675 | 2426.808 | 2326.8588 | 2226.9096 | 2208.1691 | 2188.3875 | 2168.6059 | 2148.8243 | 2128.0015 | 2107.1788 | 2085.3149 | 2063.451 | 2041.5871 | 2019.7232 | 1996.8182 | 1973.9132 | 1951.0081 | 1928.1031 | 1904.1569 | 1880.2108 | 1855.2235 | 1831.2773 | 1806.29 | 1781.3027
[9 empty] | TRG 2 - Constant | 3479.3982 | 3623.0752 | 3623.0752 | 3623.0752 | 3623.0752 | 3623.0752 | 3623.0752 | 3623.0752 | 3623.0752 | 3623.0752 | 3623.0752 | 3623.0752 | 3623.0752 | 3623.0752 | 3623.0752 | 3623.0752 | 3623.0752 | 3623.0752 | 3623.0752 | 3623.0752 | 3623.0752 | 3623.0752 | 3623.0752 | 3623.0752 | 3623.0752 | 3623.0752 | 3623.0752 | 3623.0752 | 3623.0752 | 3623.0752 | 3623.0752 | 3623.0752 | 3623.0752 | 3623.0752 | 3623.0752
[9 empty] | TRG 3 - Low | 3529.3752 | 3258.6794 | 3116.0435 | 2969.2431 | 2818.2782 | 2724.5758 | 2627.75 | 2528.8419 | 2427.8515 | 2323.7378 | 2217.5417 | 2109.2634 | 1998.9028 | 1886.46 | 1770.8937 | 1765.688 | 1759.4412 | 1752.1532 | 1744.8652 | 1735.495 | 1726.1248 | 1716.7545 | 1705.302 | 1693.8495 | 1681.3558 | 1668.8622 | 1654.2863 | 1640.7515 | 1625.1344 | 1609.5173 | 1592.8591 | 1576.2009 | 1558.5016 | 1539.7611 | 1521.0206
[9 empty] | TRG 3 - Mid | 3529.3752 | 3456.4955 | 3383.6159 | 3308.654 | 3233.6921 | 3138.9486 | 3043.1639 | 2946.3381 | 2848.4712 | 2749.5631 | 2650.655 | 2549.6646 | 2448.6743 | 2346.6428 | 2243.5702 | 2223.7886 | 2204.0069 | 2184.2253 | 2163.4026 | 2142.5798 | 2120.7159 | 2098.852 | 2076.9882 | 2054.0831 | 2031.1781 | 2008.2731 | 1984.3269 | 1960.3807 | 1936.4346 | 1912.4884 | 1887.5011 | 1862.5138 | 1837.5265 | 1811.498 | 1785.4696
[9 empty] | TRG 3 - Constant | 3529.3752 | 3677.2167 | 3677.2167 | 3677.2167 | 3677.2167 | 3677.2167 | 3677.2167 | 3677.2167 | 3677.2167 | 3677.2167 | 3677.2167 | 3677.2167 | 3677.2167 | 3677.2167 | 3677.2167 | 3677.2167 | 3677.2167 | 3677.2167 | 3677.2167 | 3677.2167 | 3677.2167 | 3677.2167 | 3677.2167 | 3677.2167 | 3677.2167 | 3677.2167 | 3677.2167 | 3677.2167 | 3677.2167 | 3677.2167 | 3677.2167 | 3677.2167 | 3677.2167 | 3677.2167 | 3677.2167
[9 empty] | TRG 4 - Low | 3807.1234 | 3509.358 | 3352.1462 | 3189.7288 | 3024.1879 | 2920.0741 | 2813.8781 | 2704.5586 | 2593.1569 | 2477.5906 | 2359.9421 | 2240.2112 | 2117.357 | 1992.4205 | 1864.3605 | 1859.1548 | 1851.8669 | 1844.5789 | 1836.2498 | 1825.8384 | 1815.4271 | 1805.0157 | 1792.522 | 1778.9872 | 1765.4524 | 1750.8765 | 1735.2595 | 1719.6424 | 1702.9842 | 1684.2437 | 1666.5444 | 1646.7628 | 1626.9811 | 1606.1584 | 1585.3356
[9 empty] | TRG 4 - Mid | 3807.1234 | 3726.9558 | 3645.7471 | 3564.5383 | 3481.2473 | 3376.0924 | 3269.8964 | 3162.6592 | 3054.3809 | 2946.1026 | 2835.742 | 2724.3402 | 2611.8974 | 2499.4545 | 2384.9294 | 2363.0655 | 2341.2016 | 2319.3377 | 2296.4327 | 2272.4865 | 2248.5403 | 2224.5942 | 2200.648 | 2175.6607 | 2149.6322 | 2124.6449 | 2097.5754 | 2071.5469 | 2044.4773 | 2017.4078 | 1990.3382 | 1962.2275 | 1934.1167 | 1904.9649 | 1876.8542
[9 empty] | TRG 4 - Constant | 3807.1234 | 3969.5409 | 3969.5409 | 3969.5409 | 3969.5409 | 3969.5409 | 3969.5409 | 3969.5409 | 3969.5409 | 3969.5409 | 3969.5409 | 3969.5409 | 3969.5409 | 3969.5409 | 3969.5409 | 3969.5409 | 3969.5409 | 3969.5409 | 3969.5409 | 3969.5409 | 3969.5409 | 3969.5409 | 3969.5409 | 3969.5409 | 3969.5409 | 3969.5409 | 3969.5409 | 3969.5409 | 3969.5409 | 3969.5409 | 3969.5409 | 3969.5409 | 3969.5409 | 3969.5409 | 3969.5409
[9 empty] | TRG 5 - Low | 4258.0101 | 3930.0518 | 3755.1406 | 3573.9827 | 3387.619 | 3273.0939 | 3154.4042 | 3032.5911 | 2906.6134 | 2777.5124 | 2645.2879 | 2508.8988 | 2370.4275 | 2227.7917 | 2083.0735 | 2077.8679 | 2071.621 | 2064.3331 | 2054.9628 | 2045.5926 | 2034.1401 | 2022.6876 | 2009.1528 | 1994.5768 | 1980.0009 | 1963.3427 | 1946.6845 | 1927.944 | 1909.2036 | 1888.3808 | 1867.5581 | 1845.6942 | 1822.7891 | 1798.843 | 1774.8968
[9 empty] | TRG 5 - Mid | 4258.0101 | 4169.5134 | 4078.9344 | 3987.3143 | 3893.6119 | 3775.9634 | 3656.2325 | 3535.4606 | 3413.6475 | 3289.7521 | 3165.8567 | 3039.8791 | 2912.8603 | 2784.8003 | 2654.6581 | 2630.712 | 2606.7658 | 2581.7785 | 2555.75 | 2529.7216 | 2503.6932 | 2476.6236 | 2448.5129 | 2420.4021 | 2392.2914 | 2363.1396 | 2333.9877 | 2303.7947 | 2273.6017 | 2242.3676 | 2211.1335 | 2178.8582 | 2146.5829 | 2114.3077 | 2082.0324
[9 empty] | TRG 5 - Constant | 4258.0101 | 4439.1681 | 4439.1681 | 4439.1681 | 4439.1681 | 4439.1681 | 4439.1681 | 4439.1681 | 4439.1681 | 4439.1681 | 4439.1681 | 4439.1681 | 4439.1681 | 4439.1681 | 4439.1681 | 4439.1681 | 4439.1681 | 4439.1681 | 4439.1681 | 4439.1681 | 4439.1681 | 4439.1681 | 4439.1681 | 4439.1681 | 4439.1681 | 4439.1681 | 4439.1681 | 4439.1681 | 4439.1681 | 4439.1681 | 4439.1681 | 4439.1681 | 4439.1681 | 4439.1681 | 4439.1681
[9 empty] | TRG 6 - Low | 5272.4603 | 4902.8565 | 4709.2048 | 4511.3887 | 4310.4491 | 4181.3481 | 4050.1647 | 3915.858 | 3778.4278 | 3638.9153 | 3497.3206 | 3352.6025 | 3205.8021 | 3056.9194 | 2905.9544 | 2891.3785 | 2876.8026 | 2861.1855 | 2844.5273 | 2826.828 | 2809.1286 | 2790.3881 | 2770.6065 | 2749.7838 | 2728.961 | 2706.056 | 2684.1921 | 2660.2459 | 2636.2998 | 2611.3125 | 2585.284 | 2559.2556 | 2532.186 | 2505.1164 | 2477.0057
[9 empty] | TRG 6 - Mid | 5272.4603 | 5174.5934 | 5075.6853 | 4975.7361 | 4875.7869 | 4749.8092 | 4623.8316 | 4496.8128 | 4367.7117 | 4238.6106 | 4108.4684 | 3977.2851 | 3846.1017 | 3712.8361 | 3579.5705 | 3550.4186 | 3522.3079 | 3493.1561 | 3462.9631 | 3433.8112 | 3402.5771 | 3372.3841 | 3341.15 | 3309.9158 | 3277.6406 | 3246.4064 | 3213.09 | 3180.8148 | 3147.4984 | 3114.182 | 3079.8244 | 3046.508 | 3012.1505 | 2976.7518 | 2942.3942
[9 empty] | TRG 6 - Constant | 5272.4603 | 5469.2353 | 5469.2353 | 5469.2353 | 5469.2353 | 5469.2353 | 5469.2353 | 5469.2353 | 5469.2353 | 5469.2353 | 5469.2353 | 5469.2353 | 5469.2353 | 5469.2353 | 5469.2353 | 5469.2353 | 5469.2353 | 5469.2353 | 5469.2353 | 5469.2353 | 5469.2353 | 5469.2353 | 5469.2353 | 5469.2353 | 5469.2353 | 5469.2353 | 5469.2353 | 5469.2353 | 5469.2353 | 5469.2353 | 5469.2353 | 5469.2353 | 5469.2353 | 5469.2353 | 5469.2353
[9 empty] | TRG 7 - Low | 5341.4701 | 4959.3726 | 4758.433 | 4553.3289 | 4345.1014 | 4210.7946 | 4074.4056 | 3934.8931 | 3793.2984 | 3648.5803 | 3500.7387 | 3350.8149 | 3198.8088 | 3043.6793 | 2886.4675 | 2871.8916 | 2856.2745 | 2840.6574 | 2823.9992 | 2805.2588 | 2786.5183 | 2766.7367 | 2746.9551 | 2725.0912 | 2703.2273 | 2680.3222 | 2656.3761 | 2632.4299 | 2607.4426 | 2581.4142 | 2554.3446 | 2527.275 | 2499.1643 | 2470.0124 | 2440.8606
[9 empty] | TRG 7 - Mid | 5341.4701 | 5240.4797 | 5138.4483 | 5035.3756 | 4930.2207 | 4800.0785 | 4668.8952 | 4536.6707 | 4403.4051 | 4269.0983 | 4134.7916 | 3998.4025 | 3860.9724 | 3723.5422 | 3584.0297 | 3554.8779 | 3524.6849 | 3494.4919 | 3464.2989 | 3433.0648 | 3401.8306 | 3369.5554 | 3337.2801 | 3305.0048 | 3271.6884 | 3238.372 | 3205.0556 | 3170.6981 | 3136.3405 | 3100.9419 | 3066.5843 | 3031.1856 | 2994.7458 | 2959.3471 | 2922.9073
[9 empty] | TRG 7 - Constant | 5341.4701 | 5545.5331 | 5545.5331 | 5545.5331 | 5545.5331 | 5545.5331 | 5545.5331 | 5545.5331 | 5545.5331 | 5545.5331 | 5545.5331 | 5545.5331 | 5545.5331 | 5545.5331 | 5545.5331 | 5545.5331 | 5545.5331 | 5545.5331 | 5545.5331 | 5545.5331 | 5545.5331 | 5545.5331 | 5545.5331 | 5545.5331 | 5545.5331 | 5545.5331 | 5545.5331 | 5545.5331 | 5545.5331 | 5545.5331 | 5545.5331 | 5545.5331 | 5545.5331 | 5545.5331 | 5545.5331
[9 empty] | TRG 8 - Low | 5422.9877 | 5032.5611 | 4827.457 | 4618.1883 | 4404.7551 | 4268.366 | 4128.8536 | 3986.2177 | 3840.4585 | 3692.6169 | 3541.6519 | 3387.5636 | 3231.3929 | 3072.0989 | 2910.7225 | 2897.1877 | 2881.5707 | 2864.9125 | 2848.2543 | 2830.5549 | 2810.7733 | 2790.9917 | 2770.1689 | 2749.3462 | 2726.4412 | 2703.5361 | 2679.59 | 2654.6027 | 2628.5742 | 2602.5458 | 2574.4351 | 2547.3655 | 2518.2136 | 2489.0618 | 2458.8688
[9 empty] | TRG 8 - Mid | 5422.9877 | 5319.9151 | 5214.7602 | 5109.6053 | 5002.3681 | 4869.1025 | 4734.7957 | 4599.4478 | 4463.0588 | 4325.6286 | 4186.1162 | 4046.6037 | 3906.0501 | 3764.4554 | 3622.8607 | 3592.6677 | 3562.4747 | 3531.2406 | 3500.0064 | 3467.7312 | 3435.4559 | 3403.1806 | 3369.8642 | 3336.5478 | 3303.2314 | 3268.8739 | 3234.5163 | 3199.1177 | 3164.7601 | 3128.3203 | 3092.9216 | 3056.4818 | 3020.042 | 2982.561 | 2945.0801
[9 empty] | TRG 8 - Constant | 5422.9877 | 5632.2564 | 5632.2564 | 5632.2564 | 5632.2564 | 5632.2564 | 5632.2564 | 5632.2564 | 5632.2564 | 5632.2564 | 5632.2564 | 5632.2564 | 5632.2564 | 5632.2564 | 5632.2564 | 5632.2564 | 5632.2564 | 5632.2564 | 5632.2564 | 5632.2564 | 5632.2564 | 5632.2564 | 5632.2564 | 5632.2564 | 5632.2564 | 5632.2564 | 5632.2564 | 5632.2564 | 5632.2564 | 5632.2564 | 5632.2564 | 5632.2564 | 5632.2564 | 5632.2564 | 5632.2564
[9 empty] | TRG 9 - Low | 5559.9005 | 5149.6923 | 4934.1768 | 4714.4968 | 4489.611 | 4346.9752 | 4200.1748 | 4050.2509 | 3897.2037 | 3742.0742 | 3582.7801 | 3421.4038 | 3256.904 | 3089.2809 | 2918.5343 | 2904.9995 | 2889.3825 | 2872.7243 | 2855.0249 | 2837.3256 | 2817.544 | 2796.7212 | 2775.8984 | 2752.9934 | 2730.0884 | 2706.1422 | 2681.1549 | 2655.1265 | 2628.0569 | 2600.9873 | 2572.8766 | 2543.7248 | 2513.5318 | 2482.2976 | 2451.0635
[9 empty] | TRG 9 - Mid | 5559.9005 | 5450.5811 | 5341.2616 | 5229.8599 | 5117.417 | 4976.8635 | 4835.2687 | 4692.6329 | 4548.9559 | 4404.2377 | 4257.4373 | 4110.6369 | 3962.7954 | 3812.8716 | 3662.9477 | 3631.7136 | 3599.4383 | 3567.1631 | 3534.8878 | 3501.5714 | 3468.255 | 3433.8974 | 3399.5399 | 3364.1412 | 3328.7425 | 3292.3027 | 3256.904 | 3219.4231 | 3182.9833 | 3145.5023 | 3108.0214 | 3069.4993 | 3030.9772 | 2991.4139 | 2952.8919
[9 empty] | TRG 9 - Constant | 5559.9005 | 5778.5395 | 5778.5395 | 5778.5395 | 5778.5395 | 5778.5395 | 5778.5395 | 5778.5395 | 5778.5395 | 5778.5395 | 5778.5395 | 5778.5395 | 5778.5395 | 5778.5395 | 5778.5395 | 5778.5395 | 5778.5395 | 5778.5395 | 5778.5395 | 5778.5395 | 5778.5395 | 5778.5395 | 5778.5395 | 5778.5395 | 5778.5395 | 5778.5395 | 5778.5395 | 5778.5395 | 5778.5395 | 5778.5395 | 5778.5395 | 5778.5395 | 5778.5395 | 5778.5395 | 5778.5395
[9 empty] | TRG 10 - Low | 5649.0868 | 5230.5495 | 5008.7872 | 4782.8603 | 4551.7277 | 4404.9273 | 4255.0035 | 4100.9151 | 3943.7033 | 3783.3681 | 3619.9095 | 3452.2864 | 3282.5809 | 3108.7109 | 2932.7587 | 2919.2239 | 2904.6479 | 2887.9897 | 2871.3315 | 2853.6322 | 2833.8506 | 2814.069 | 2792.2051 | 2770.3412 | 2746.395 | 2722.4489 | 2697.4616 | 2670.392 | 2643.3224 | 2615.2117 | 2586.0598 | 2555.8668 | 2525.6738 | 2494.4397 | 2461.1233
[9 empty] | TRG 10 - Mid | 5649.0868 | 5536.6439 | 5424.2011 | 5309.6759 | 5194.1097 | 5049.3915 | 4903.6322 | 4755.7907 | 4606.908 | 4456.9842 | 4306.0192 | 4154.0131 | 3999.9248 | 3845.8364 | 3689.6657 | 3658.4316 | 3625.1152 | 3592.8399 | 3559.5235 | 3525.166 | 3490.8084 | 3455.4098 | 3420.0111 | 3384.6124 | 3348.1726 | 3310.6916 | 3273.2107 | 3235.7297 | 3197.2076 | 3158.6855 | 3120.1634 | 3080.6002 | 3039.9958 | 3000.4326 | 2959.8282
[9 empty] | TRG 10 - Constant | 5649.0868 | 5873.9725 | 5873.9725 | 5873.9725 | 5873.9725 | 5873.9725 | 5873.9725 | 5873.9725 | 5873.9725 | 5873.9725 | 5873.9725 | 5873.9725 | 5873.9725 | 5873.9725 | 5873.9725 | 5873.9725 | 5873.9725 | 5873.9725 | 5873.9725 | 5873.9725 | 5873.9725 | 5873.9725 | 5873.9725 | 5873.9725 | 5873.9725 | 5873.9725 | 5873.9725 | 5873.9725 | 5873.9725 | 5873.9725 | 5873.9725 | 5873.9725 | 5873.9725 | 5873.9725 | 5873.9725
[9 empty] | TRG 11 - Low | 5808.4943 | 5382.669 | 5156.7421 | 4925.6096 | 4688.2302 | 4538.3064 | 4385.2591 | 4227.0062 | 4065.6299 | 3901.1301 | 3732.4658 | 3559.637 | 3383.6847 | 3204.609 | 3022.4099 | 3009.9163 | 2996.3815 | 2980.7644 | 2964.1062 | 2946.4069 | 2927.6664 | 2907.8848 | 2887.062 | 2865.1981 | 2841.252 | 2817.3058 | 2791.2774 | 2764.2078 | 2737.1382 | 2707.9864 | 2678.8345 | 2647.6004 | 2616.3662 | 2583.0498 | 2549.7334
[9 empty] | TRG 11 - Mid | 5808.4943 | 5695.0103 | 5578.4029 | 5461.7955 | 5343.1058 | 5194.2231 | 5043.2581 | 4891.252 | 4737.1637 | 4583.0753 | 4426.9046 | 4268.6517 | 4110.3988 | 3950.0636 | 3788.6873 | 3756.412 | 3723.0956 | 3689.7792 | 3655.4216 | 3621.0641 | 3585.6654 | 3550.2667 | 3513.8269 | 3476.346 | 3438.865 | 3401.384 | 3362.8619 | 3324.3399 | 3284.7766 | 3245.2134 | 3204.609 | 3164.0047 | 3122.3592 | 3080.7136 | 3038.027
[9 empty] | TRG 11 - Constant | 5808.4943 | 6039.6269 | 6039.6269 | 6039.6269 | 6039.6269 | 6039.6269 | 6039.6269 | 6039.6269 | 6039.6269 | 6039.6269 | 6039.6269 | 6039.6269 | 6039.6269 | 6039.6269 | 6039.6269 | 6039.6269 | 6039.6269 | 6039.6269 | 6039.6269 | 6039.6269 | 6039.6269 | 6039.6269 | 6039.6269 | 6039.6269 | 6039.6269 | 6039.6269 | 6039.6269 | 6039.6269 | 6039.6269 | 6039.6269 | 6039.6269 | 6039.6269 | 6039.6269 | 6039.6269 | 6039.6269
[9 empty] | TRG 12 - Low | 5839.5101 | 5428.2607 | 5207.5395 | 4981.6126 | 4748.3978 | 4602.6385 | 4453.7558 | 4299.6675 | 4141.4145 | 3978.9971 | 3812.415 | 3641.6685 | 3466.7573 | 3288.7228 | 3106.5237 | 3097.1535 | 3085.7009 | 3073.2073 | 3059.6725 | 3044.0554 | 3027.3972 | 3008.6568 | 2989.9163 | 2969.0935 | 2947.2296 | 2924.3246 | 2899.3373 | 2874.35 | 2847.2804 | 2820.2108 | 2791.059 | 2760.866 | 2729.6319 | 2697.3566 | 2664.0402
[9 empty] | TRG 12 - Mid | 5839.5101 | 5728.1083 | 5614.6243 | 5499.058 | 5383.4918 | 5235.6502 | 5086.7675 | 4936.8437 | 4784.8376 | 4630.7492 | 4475.6197 | 4318.4079 | 4160.155 | 4000.861 | 3840.5258 | 3809.2916 | 3777.0164 | 3744.7411 | 3712.4658 | 3678.1083 | 3643.7507 | 3609.3932 | 3573.9945 | 3537.5547 | 3501.1149 | 3463.6339 | 3426.153 | 3387.6309 | 3348.0676 | 3308.5044 | 3268.9412 | 3228.3368 | 3187.7324 | 3146.0869 | 3104.4414
[9 empty] | TRG 12 - Constant | 5839.5101 | 6064.3958 | 6064.3958 | 6064.3958 | 6064.3958 | 6064.3958 | 6064.3958 | 6064.3958 | 6064.3958 | 6064.3958 | 6064.3958 | 6064.3958 | 6064.3958 | 6064.3958 | 6064.3958 | 6064.3958 | 6064.3958 | 6064.3958 | 6064.3958 | 6064.3958 | 6064.3958 | 6064.3958 | 6064.3958 | 6064.3958 | 6064.3958 | 6064.3958 | 6064.3958 | 6064.3958 | 6064.3958 | 6064.3958 | 6064.3958 | 6064.3958 | 6064.3958 | 6064.3958 | 6064.3958
[9 empty] | TRG 13 - Low | 5959.7059 | 5549.4977 | 5327.7354 | 5098.6851 | 4863.388 | 4717.6287 | 4566.6637 | 4411.5342 | 4252.2402 | 4087.7404 | 3918.035 | 3745.2061 | 3567.1716 | 3386.0136 | 3200.6911 | 3192.362 | 3181.9506 | 3170.4981 | 3158.0045 | 3143.4285 | 3126.7703 | 3110.1121 | 3091.3717 | 3070.5489 | 3048.685 | 3025.78 | 3001.8338 | 2976.8465 | 2949.7769 | 2921.6662 | 2892.5144 | 2862.3214 | 2830.0461 | 2797.7708 | 2763.4133
[9 empty] | TRG 13 - Mid | 5959.7059 | 5847.263 | 5733.779 | 5617.1716 | 5499.5231 | 5350.6404 | 5199.6754 | 5046.6282 | 4892.5398 | 4735.328 | 4578.1162 | 4418.8222 | 4257.4458 | 4095.0284 | 3930.5286 | 3899.2945 | 3868.0604 | 3835.7851 | 3802.4687 | 3768.1111 | 3733.7536 | 3699.3961 | 3662.9562 | 3626.5164 | 3590.0766 | 3551.5545 | 3514.0736 | 3474.5103 | 3434.9471 | 3395.3839 | 3354.7795 | 3313.134 | 3271.4885 | 3228.8018 | 3186.1152
[9 empty] | TRG 13 - Constant | 5959.7059 | 6186.6739 | 6186.6739 | 6186.6739 | 6186.6739 | 6186.6739 | 6186.6739 | 6186.6739 | 6186.6739 | 6186.6739 | 6186.6739 | 6186.6739 | 6186.6739 | 6186.6739 | 6186.6739 | 6186.6739 | 6186.6739 | 6186.6739 | 6186.6739 | 6186.6739 | 6186.6739 | 6186.6739 | 6186.6739 | 6186.6739 | 6186.6739 | 6186.6739 | 6186.6739 | 6186.6739 | 6186.6739 | 6186.6739 | 6186.6739 | 6186.6739 | 6186.6739 | 6186.6739 | 6186.6739
[9 empty] | TRG 14 - Low | 6134.9135 | 5731.9932 | 5512.3132 | 5284.304 | 5049.0069 | 4905.3299 | 4756.4472 | 4601.3177 | 4442.0237 | 4277.5239 | 4107.8185 | 3933.9485 | 3754.8728 | 3570.5914 | 3383.1867 | 3376.9398 | 3368.6107 | 3359.2405 | 3347.788 | 3334.2532 | 3319.6773 | 3304.0602 | 3286.3608 | 3266.5792 | 3245.7565 | 3223.8926 | 3199.9464 | 3174.9591 | 3147.8895 | 3119.7788 | 3090.627 | 3060.434 | 3028.1587 | 2994.8423 | 2960.4848
[9 empty] | TRG 14 - Mid | 6134.9135 | 6023.5118 | 5910.0277 | 5794.4615 | 5676.8129 | 5527.9302 | 5375.9241 | 5221.8358 | 5066.7062 | 4909.4945 | 4750.2004 | 4588.8241 | 4426.4066 | 4261.9068 | 4095.3248 | 4065.1318 | 4033.8977 | 4002.6636 | 3969.3472 | 3936.0307 | 3901.6732 | 3867.3157 | 3830.8758 | 3794.436 | 3757.9962 | 3719.4741 | 3680.952 | 3642.4299 | 3602.8667 | 3562.2623 | 3520.6168 | 3478.9713 | 3437.3258 | 3393.598 | 3350.9114
[9 empty] | TRG 14 - Constant | 6134.9135 | 6359.7992 | 6359.7992 | 6359.7992 | 6359.7992 | 6359.7992 | 6359.7992 | 6359.7992 | 6359.7992 | 6359.7992 | 6359.7992 | 6359.7992 | 6359.7992 | 6359.7992 | 6359.7992 | 6359.7992 | 6359.7992 | 6359.7992 | 6359.7992 | 6359.7992 | 6359.7992 | 6359.7992 | 6359.7992 | 6359.7992 | 6359.7992 | 6359.7992 | 6359.7992 | 6359.7992 | 6359.7992 | 6359.7992 | 6359.7992 | 6359.7992 | 6359.7992 | 6359.7992 | 6359.7992
[9 empty] | TRG 15 - Low | 6458.3645 | 6032.5392 | 5799.3244 | 5557.7804 | 5307.9074 | 5155.9013 | 4997.6484 | 4833.1486 | 4663.4432 | 4487.4909 | 4306.333 | 4119.9693 | 3929.4411 | 3732.6661 | 3530.6854 | 3525.4797 | 3518.1918 | 3508.8215 | 3497.369 | 3484.8754 | 3469.2583 | 3452.6001 | 3434.9007 | 3414.078 | 3393.2552 | 3369.3091 | 3344.3218 | 3317.2522 | 3289.1415 | 3259.9896 | 3228.7555 | 3195.4391 | 3162.1227 | 3126.724 | 3089.243
[9 empty] | TRG 15 - Mid | 6458.3645 | 6339.6748 | 6219.944 | 6097.0897 | 5972.1532 | 5811.818 | 5650.4417 | 5485.9419 | 5319.3599 | 5151.7367 | 4980.9902 | 4808.1613 | 4634.2913 | 4458.3391 | 4280.3045 | 4248.0293 | 4214.7128 | 4181.3964 | 4147.0389 | 4111.6402 | 4075.2004 | 4037.7194 | 4000.2385 | 3961.7164 | 3922.1532 | 3881.5488 | 3839.9033 | 3798.2578 | 3755.5711 | 3712.8845 | 3669.1567 | 3624.3878 | 3578.5777 | 3532.7677 | 3485.9165
[9 empty] | TRG 15 - Constant | 6458.3645 | 6696.785 | 6696.785 | 6696.785 | 6696.785 | 6696.785 | 6696.785 | 6696.785 | 6696.785 | 6696.785 | 6696.785 | 6696.785 | 6696.785 | 6696.785 | 6696.785 | 6696.785 | 6696.785 | 6696.785 | 6696.785 | 6696.785 | 6696.785 | 6696.785 | 6696.785 | 6696.785 | 6696.785 | 6696.785 | 6696.785 | 6696.785 | 6696.785 | 6696.785 | 6696.785 | 6696.785 | 6696.785 | 6696.785 | 6696.785
[10 empty] | 2016 | 2017 | 2018 | 2019 | 2020 | 2021 | 2022 | 2023 | 2024 | 2025 | 2026 | 2027 | 2028 | 2029 | 2030 | 2031 | 2032 | 2033 | 2034 | 2035 | 2036 | 2037 | 2038 | 2039 | 2040 | 2041 | 2042 | 2043 | 2044 | 2045 | 2046 | 2047 | 2048 | 2049 | 2050
[8 empty] | Fixed Operation and Maintenance Expenses ($/kW-year) | TRG 1 - Low | 137.1615 | 136.1993 | 135.5709 | 134.9425 | 134.3142 | 133.6858 | 133.0574 | 132.4291 | 131.8007 | 131.1723 | 130.544 | 129.9156 | 129.2872 | 128.6588 | 128.0305 | 127.4021 | 126.7737 | 126.1454 | 125.517 | 124.8886 | 124.2602 | 123.6319 | 123.0035 | 122.3751 | 121.7468 | 121.1184 | 120.49 | 119.8617 | 119.2333 | 118.6049 | 117.9765 | 117.3482 | 116.7198 | 116.0914 | 115.4631
[9 empty] | TRG 1 - Mid | 137.1615 | 136.8669 | 136.5724 | 136.2778 | 135.9833 | 135.6887 | 135.3942 | 135.0996 | 134.8051 | 134.5105 | 134.216 | 133.9214 | 133.6269 | 133.3323 | 133.0378 | 132.7432 | 132.4487 | 132.1542 | 131.8596 | 131.5651 | 131.2705 | 130.976 | 130.6814 | 130.3869 | 130.0923 | 129.7978 | 129.5032 | 129.2087 | 128.9141 | 128.6196 | 128.325 | 128.0305 | 127.7359 | 127.4414 | 127.1468
[9 empty] | TRG 1 - Constant | 137.1615 | 139.2101 | 139.2101 | 139.2101 | 139.2101 | 139.2101 | 139.2101 | 139.2101 | 139.2101 | 139.2101 | 139.2101 | 139.2101 | 139.2101 | 139.2101 | 139.2101 | 139.2101 | 139.2101 | 139.2101 | 139.2101 | 139.2101 | 139.2101 | 139.2101 | 139.2101 | 139.2101 | 139.2101 | 139.2101 | 139.2101 | 139.2101 | 139.2101 | 139.2101 | 139.2101 | 139.2101 | 139.2101 | 139.2101 | 139.2101
[9 empty] | TRG 2 - Low | 142.6483 | 141.6476 | 140.9941 | 140.3406 | 139.6871 | 139.0336 | 138.3801 | 137.7266 | 137.0731 | 136.4196 | 135.7661 | 135.1126 | 134.4591 | 133.8055 | 133.152 | 132.4985 | 131.845 | 131.1915 | 130.538 | 129.8845 | 129.231 | 128.5775 | 127.924 | 127.2705 | 126.617 | 125.9635 | 125.31 | 124.6565 | 124.0029 | 123.3494 | 122.6959 | 122.0424 | 121.3889 | 120.7354 | 120.0819
[9 empty] | TRG 2 - Mid | 142.6483 | 142.342 | 142.0357 | 141.7293 | 141.423 | 141.1167 | 140.8103 | 140.504 | 140.1977 | 139.8913 | 139.585 | 139.2787 | 138.9723 | 138.666 | 138.3597 | 138.0533 | 137.747 | 137.4407 | 137.1343 | 136.828 | 136.5217 | 136.2154 | 135.909 | 135.6027 | 135.2964 | 134.99 | 134.6837 | 134.3774 | 134.071 | 133.7647 | 133.4584 | 133.152 | 132.8457 | 132.5394 | 132.233
[9 empty] | TRG 2 - Constant | 142.6483 | 144.7789 | 144.7789 | 144.7789 | 144.7789 | 144.7789 | 144.7789 | 144.7789 | 144.7789 | 144.7789 | 144.7789 | 144.7789 | 144.7789 | 144.7789 | 144.7789 | 144.7789 | 144.7789 | 144.7789 | 144.7789 | 144.7789 | 144.7789 | 144.7789 | 144.7789 | 144.7789 | 144.7789 | 144.7789 | 144.7789 | 144.7789 | 144.7789 | 144.7789 | 144.7789 | 144.7789 | 144.7789 | 144.7789 | 144.7789
[9 empty] | TRG 3 - Low | 144.7683 | 143.7528 | 143.0896 | 142.4263 | 141.7631 | 141.0999 | 140.4367 | 139.7735 | 139.1102 | 138.447 | 137.7838 | 137.1206 | 136.4574 | 135.7942 | 135.1309 | 134.4677 | 133.8045 | 133.1413 | 132.4781 | 131.8148 | 131.1516 | 130.4884 | 129.8252 | 129.162 | 128.4987 | 127.8355 | 127.1723 | 126.5091 | 125.8459 | 125.1826 | 124.5194 | 123.8562 | 123.193 | 122.5298 | 121.8665
[9 empty] | TRG 3 - Mid | 144.7683 | 144.4575 | 144.1466 | 143.8357 | 143.5248 | 143.2139 | 142.903 | 142.5921 | 142.2813 | 141.9704 | 141.6595 | 141.3486 | 141.0377 | 140.7268 | 140.416 | 140.1051 | 139.7942 | 139.4833 | 139.1724 | 138.8615 | 138.5507 | 138.2398 | 137.9289 | 137.618 | 137.3071 | 136.9962 | 136.6854 | 136.3745 | 136.0636 | 135.7527 | 135.4418 | 135.1309 | 134.82 | 134.5092 | 134.1983
[9 empty] | TRG 3 - Constant | 144.7683 | 146.9305 | 146.9305 | 146.9305 | 146.9305 | 146.9305 | 146.9305 | 146.9305 | 146.9305 | 146.9305 | 146.9305 | 146.9305 | 146.9305 | 146.9305 | 146.9305 | 146.9305 | 146.9305 | 146.9305 | 146.9305 | 146.9305 | 146.9305 | 146.9305 | 146.9305 | 146.9305 | 146.9305 | 146.9305 | 146.9305 | 146.9305 | 146.9305 | 146.9305 | 146.9305 | 146.9305 | 146.9305 | 146.9305 | 146.9305
[9 empty] | TRG 4 - Low | 151.6499 | 150.5861 | 149.8914 | 149.1966 | 148.5019 | 147.8071 | 147.1124 | 146.4176 | 145.7229 | 145.0282 | 144.3334 | 143.6387 | 142.9439 | 142.2492 | 141.5544 | 140.8597 | 140.1649 | 139.4702 | 138.7754 | 138.0807 | 137.386 | 136.6912 | 135.9965 | 135.3017 | 134.607 | 133.9122 | 133.2175 | 132.5227 | 131.828 | 131.1332 | 130.4385 | 129.7438 | 129.049 | 128.3543 | 127.6595
[9 empty] | TRG 4 - Mid | 151.6499 | 151.3243 | 150.9986 | 150.673 | 150.3473 | 150.0216 | 149.696 | 149.3703 | 149.0447 | 148.719 | 148.3933 | 148.0677 | 147.742 | 147.4163 | 147.0907 | 146.765 | 146.4394 | 146.1137 | 145.788 | 145.4624 | 145.1367 | 144.811 | 144.4854 | 144.1597 | 143.8341 | 143.5084 | 143.1827 | 142.8571 | 142.5314 | 142.2058 | 141.8801 | 141.5544 | 141.2288 | 140.9031 | 140.5774
[9 empty] | TRG 4 - Constant | 151.6499 | 153.9149 | 153.9149 | 153.9149 | 153.9149 | 153.9149 | 153.9149 | 153.9149 | 153.9149 | 153.9149 | 153.9149 | 153.9149 | 153.9149 | 153.9149 | 153.9149 | 153.9149 | 153.9149 | 153.9149 | 153.9149 | 153.9149 | 153.9149 | 153.9149 | 153.9149 | 153.9149 | 153.9149 | 153.9149 | 153.9149 | 153.9149 | 153.9149 | 153.9149 | 153.9149 | 153.9149 | 153.9149 | 153.9149 | 153.9149
[9 empty] | TRG 5 - Low | 159.1364 | 158.0201 | 157.291 | 156.562 | 155.8329 | 155.1039 | 154.3749 | 153.6458 | 152.9168 | 152.1877 | 151.4587 | 150.7296 | 150.0006 | 149.2716 | 148.5425 | 147.8135 | 147.0844 | 146.3554 | 145.6263 | 144.8973 | 144.1683 | 143.4392 | 142.7102 | 141.9811 | 141.2521 | 140.523 | 139.794 | 139.065 | 138.3359 | 137.6069 | 136.8778 | 136.1488 | 135.4197 | 134.6907 | 133.9617
[9 empty] | TRG 5 - Mid | 159.1364 | 158.7947 | 158.4529 | 158.1112 | 157.7695 | 157.4277 | 157.086 | 156.7442 | 156.4025 | 156.0608 | 155.719 | 155.3773 | 155.0356 | 154.6938 | 154.3521 | 154.0103 | 153.6686 | 153.3269 | 152.9851 | 152.6434 | 152.3016 | 151.9599 | 151.6182 | 151.2764 | 150.9347 | 150.5929 | 150.2512 | 149.9095 | 149.5677 | 149.226 | 148.8843 | 148.5425 | 148.2008 | 147.859 | 147.5173
[9 empty] | TRG 5 - Constant | 159.1364 | 161.5132 | 161.5132 | 161.5132 | 161.5132 | 161.5132 | 161.5132 | 161.5132 | 161.5132 | 161.5132 | 161.5132 | 161.5132 | 161.5132 | 161.5132 | 161.5132 | 161.5132 | 161.5132 | 161.5132 | 161.5132 | 161.5132 | 161.5132 | 161.5132 | 161.5132 | 161.5132 | 161.5132 | 161.5132 | 161.5132 | 161.5132 | 161.5132 | 161.5132 | 161.5132 | 161.5132 | 161.5132 | 161.5132 | 161.5132
[9 empty] | TRG 6 - Low | 105.6258 | 104.8849 | 104.401 | 103.9171 | 103.4332 | 102.9493 | 102.4654 | 101.9815 | 101.4976 | 101.0137 | 100.5298 | 100.0459 | 99.562 | 99.0781 | 98.5942 | 98.1103 | 97.6264 | 97.1425 | 96.6586 | 96.1747 | 95.6908 | 95.2069 | 94.723 | 94.2391 | 93.7552 | 93.2713 | 92.7874 | 92.3035 | 91.8196 | 91.3357 | 90.8518 | 90.3679 | 89.884 | 89.4001 | 88.9162
[9 empty] | TRG 6 - Mid | 105.6258 | 105.399 | 105.1722 | 104.9454 | 104.7185 | 104.4917 | 104.2649 | 104.038 | 103.8112 | 103.5844 | 103.3576 | 103.1307 | 102.9039 | 102.6771 | 102.4503 | 102.2234 | 101.9966 | 101.7698 | 101.5429 | 101.3161 | 101.0893 | 100.8625 | 100.6356 | 100.4088 | 100.182 | 99.9552 | 99.7283 | 99.5015 | 99.2747 | 99.0479 | 98.821 | 98.5942 | 98.3674 | 98.1405 | 97.9137
[9 empty] | TRG 6 - Constant | 105.6258 | 107.2034 | 107.2034 | 107.2034 | 107.2034 | 107.2034 | 107.2034 | 107.2034 | 107.2034 | 107.2034 | 107.2034 | 107.2034 | 107.2034 | 107.2034 | 107.2034 | 107.2034 | 107.2034 | 107.2034 | 107.2034 | 107.2034 | 107.2034 | 107.2034 | 107.2034 | 107.2034 | 107.2034 | 107.2034 | 107.2034 | 107.2034 | 107.2034 | 107.2034 | 107.2034 | 107.2034 | 107.2034 | 107.2034 | 107.2034
[9 empty] | TRG 7 - Low | 107.5587 | 106.8042 | 106.3114 | 105.8187 | 105.3259 | 104.8332 | 104.3404 | 103.8477 | 103.3549 | 102.8622 | 102.3694 | 101.8767 | 101.3839 | 100.8912 | 100.3984 | 99.9056 | 99.4129 | 98.9201 | 98.4274 | 97.9346 | 97.4419 | 96.9491 | 96.4564 | 95.9636 | 95.4709 | 94.9781 | 94.4854 | 93.9926 | 93.4999 | 93.0071 | 92.5144 | 92.0216 | 91.5288 | 91.0361 | 90.5433
[9 empty] | TRG 7 - Mid | 107.5587 | 107.3277 | 107.0968 | 106.8658 | 106.6348 | 106.4038 | 106.1728 | 105.9419 | 105.7109 | 105.4799 | 105.2489 | 105.018 | 104.787 | 104.556 | 104.325 | 104.094 | 103.8631 | 103.6321 | 103.4011 | 103.1701 | 102.9392 | 102.7082 | 102.4772 | 102.2462 | 102.0152 | 101.7843 | 101.5533 | 101.3223 | 101.0913 | 100.8604 | 100.6294 | 100.3984 | 100.1674 | 99.9364 | 99.7055
[9 empty] | TRG 7 - Constant | 107.5587 | 109.1652 | 109.1652 | 109.1652 | 109.1652 | 109.1652 | 109.1652 | 109.1652 | 109.1652 | 109.1652 | 109.1652 | 109.1652 | 109.1652 | 109.1652 | 109.1652 | 109.1652 | 109.1652 | 109.1652 | 109.1652 | 109.1652 | 109.1652 | 109.1652 | 109.1652 | 109.1652 | 109.1652 | 109.1652 | 109.1652 | 109.1652 | 109.1652 | 109.1652 | 109.1652 | 109.1652 | 109.1652 | 109.1652 | 109.1652
[9 empty] | TRG 8 - Low | 111.3449 | 110.5638 | 110.0537 | 109.5436 | 109.0335 | 108.5234 | 108.0133 | 107.5032 | 106.9931 | 106.483 | 105.9729 | 105.4628 | 104.9527 | 104.4426 | 103.9325 | 103.4224 | 102.9123 | 102.4022 | 101.8921 | 101.382 | 100.8719 | 100.3618 | 99.8517 | 99.3416 | 98.8315 | 98.3214 | 97.8113 | 97.3012 | 96.7911 | 96.281 | 95.7709 | 95.2608 | 94.7507 | 94.2406 | 93.7305
[9 empty] | TRG 8 - Mid | 111.3449 | 111.1058 | 110.8666 | 110.6275 | 110.3884 | 110.1493 | 109.9102 | 109.6711 | 109.432 | 109.1929 | 108.9538 | 108.7147 | 108.4756 | 108.2365 | 107.9973 | 107.7582 | 107.5191 | 107.28 | 107.0409 | 106.8018 | 106.5627 | 106.3236 | 106.0845 | 105.8454 | 105.6063 | 105.3672 | 105.128 | 104.8889 | 104.6498 | 104.4107 | 104.1716 | 103.9325 | 103.6934 | 103.4543 | 103.2152
[9 empty] | TRG 8 - Constant | 111.3449 | 113.0079 | 113.0079 | 113.0079 | 113.0079 | 113.0079 | 113.0079 | 113.0079 | 113.0079 | 113.0079 | 113.0079 | 113.0079 | 113.0079 | 113.0079 | 113.0079 | 113.0079 | 113.0079 | 113.0079 | 113.0079 | 113.0079 | 113.0079 | 113.0079 | 113.0079 | 113.0079 | 113.0079 | 113.0079 | 113.0079 | 113.0079 | 113.0079 | 113.0079 | 113.0079 | 113.0079 | 113.0079 | 113.0079 | 113.0079
[9 empty] | TRG 9 - Low | 122.4122 | 121.5534 | 120.9926 | 120.4318 | 119.871 | 119.3102 | 118.7494 | 118.1886 | 117.6278 | 117.067 | 116.5062 | 115.9454 | 115.3846 | 114.8238 | 114.263 | 113.7022 | 113.1414 | 112.5806 | 112.0198 | 111.459 | 110.8982 | 110.3374 | 109.7766 | 109.2158 | 108.655 | 108.0942 | 107.5334 | 106.9726 | 106.4118 | 105.851 | 105.2902 | 104.7294 | 104.1686 | 103.6078 | 103.047
[9 empty] | TRG 9 - Mid | 122.4122 | 122.1493 | 121.8864 | 121.6235 | 121.3607 | 121.0978 | 120.8349 | 120.572 | 120.3092 | 120.0463 | 119.7834 | 119.5205 | 119.2577 | 118.9948 | 118.7319 | 118.469 | 118.2062 | 117.9433 | 117.6804 | 117.4175 | 117.1547 | 116.8918 | 116.6289 | 116.366 | 116.1032 | 115.8403 | 115.5774 | 115.3145 | 115.0517 | 114.7888 | 114.5259 | 114.263 | 114.0002 | 113.7373 | 113.4744
[9 empty] | TRG 9 - Constant | 122.4122 | 124.2405 | 124.2405 | 124.2405 | 124.2405 | 124.2405 | 124.2405 | 124.2405 | 124.2405 | 124.2405 | 124.2405 | 124.2405 | 124.2405 | 124.2405 | 124.2405 | 124.2405 | 124.2405 | 124.2405 | 124.2405 | 124.2405 | 124.2405 | 124.2405 | 124.2405 | 124.2405 | 124.2405 | 124.2405 | 124.2405 | 124.2405 | 124.2405 | 124.2405 | 124.2405 | 124.2405 | 124.2405 | 124.2405 | 124.2405
[9 empty] | TRG 10 - Low | 129.0073 | 128.1023 | 127.5113 | 126.9202 | 126.3292 | 125.7382 | 125.1472 | 124.5562 | 123.9652 | 123.3742 | 122.7832 | 122.1921 | 121.6011 | 121.0101 | 120.4191 | 119.8281 | 119.2371 | 118.6461 | 118.055 | 117.464 | 116.873 | 116.282 | 115.691 | 115.1 | 114.509 | 113.9179 | 113.3269 | 112.7359 | 112.1449 | 111.5539 | 110.9629 | 110.3719 | 109.7808 | 109.1898 | 108.5988
[9 empty] | TRG 10 - Mid | 129.0073 | 128.7302 | 128.4532 | 128.1762 | 127.8991 | 127.6221 | 127.345 | 127.068 | 126.791 | 126.5139 | 126.2369 | 125.9599 | 125.6828 | 125.4058 | 125.1287 | 124.8517 | 124.5747 | 124.2976 | 124.0206 | 123.7435 | 123.4665 | 123.1895 | 122.9124 | 122.6354 | 122.3584 | 122.0813 | 121.8043 | 121.5272 | 121.2502 | 120.9732 | 120.6961 | 120.4191 | 120.1421 | 119.865 | 119.588
[9 empty] | TRG 10 - Constant | 129.0073 | 130.9341 | 130.9341 | 130.9341 | 130.9341 | 130.9341 | 130.9341 | 130.9341 | 130.9341 | 130.9341 | 130.9341 | 130.9341 | 130.9341 | 130.9341 | 130.9341 | 130.9341 | 130.9341 | 130.9341 | 130.9341 | 130.9341 | 130.9341 | 130.9341 | 130.9341 | 130.9341 | 130.9341 | 130.9341 | 130.9341 | 130.9341 | 130.9341 | 130.9341 | 130.9341 | 130.9341 | 130.9341 | 130.9341 | 130.9341
[9 empty] | TRG 11 - Low | 133.6116 | 132.6743 | 132.0622 | 131.4501 | 130.838 | 130.2259 | 129.6138 | 129.0016 | 128.3895 | 127.7774 | 127.1653 | 126.5532 | 125.9411 | 125.329 | 124.7169 | 124.1048 | 123.4927 | 122.8806 | 122.2685 | 121.6564 | 121.0443 | 120.4321 | 119.82 | 119.2079 | 118.5958 | 117.9837 | 117.3716 | 116.7595 | 116.1474 | 115.5353 | 114.9232 | 114.3111 | 113.699 | 113.0869 | 112.4747
[9 empty] | TRG 11 - Mid | 133.6116 | 133.3247 | 133.0377 | 132.7508 | 132.4639 | 132.177 | 131.89 | 131.6031 | 131.3162 | 131.0293 | 130.7423 | 130.4554 | 130.1685 | 129.8816 | 129.5946 | 129.3077 | 129.0208 | 128.7339 | 128.4469 | 128.16 | 127.8731 | 127.5862 | 127.2992 | 127.0123 | 126.7254 | 126.4384 | 126.1515 | 125.8646 | 125.5777 | 125.2907 | 125.0038 | 124.7169 | 124.43 | 124.143 | 123.8561
[9 empty] | TRG 11 - Constant | 133.6116 | 135.6072 | 135.6072 | 135.6072 | 135.6072 | 135.6072 | 135.6072 | 135.6072 | 135.6072 | 135.6072 | 135.6072 | 135.6072 | 135.6072 | 135.6072 | 135.6072 | 135.6072 | 135.6072 | 135.6072 | 135.6072 | 135.6072 | 135.6072 | 135.6072 | 135.6072 | 135.6072 | 135.6072 | 135.6072 | 135.6072 | 135.6072 | 135.6072 | 135.6072 | 135.6072 | 135.6072 | 135.6072 | 135.6072 | 135.6072
[9 empty] | TRG 12 - Low | 135.0813 | 134.1337 | 133.5149 | 132.896 | 132.2772 | 131.6584 | 131.0395 | 130.4207 | 129.8018 | 129.183 | 128.5642 | 127.9453 | 127.3265 | 126.7076 | 126.0888 | 125.47 | 124.8511 | 124.2323 | 123.6134 | 122.9946 | 122.3758 | 121.7569 | 121.1381 | 120.5192 | 119.9004 | 119.2816 | 118.6627 | 118.0439 | 117.425 | 116.8062 | 116.1873 | 115.5685 | 114.9497 | 114.3308 | 113.712
[9 empty] | TRG 12 - Mid | 135.0813 | 134.7912 | 134.5012 | 134.2111 | 133.921 | 133.6309 | 133.3408 | 133.0508 | 132.7607 | 132.4706 | 132.1805 | 131.8904 | 131.6003 | 131.3103 | 131.0202 | 130.7301 | 130.44 | 130.1499 | 129.8599 | 129.5698 | 129.2797 | 128.9896 | 128.6995 | 128.4095 | 128.1194 | 127.8293 | 127.5392 | 127.2491 | 126.959 | 126.669 | 126.3789 | 126.0888 | 125.7987 | 125.5086 | 125.2186
[9 empty] | TRG 12 - Constant | 135.0813 | 137.0989 | 137.0989 | 137.0989 | 137.0989 | 137.0989 | 137.0989 | 137.0989 | 137.0989 | 137.0989 | 137.0989 | 137.0989 | 137.0989 | 137.0989 | 137.0989 | 137.0989 | 137.0989 | 137.0989 | 137.0989 | 137.0989 | 137.0989 | 137.0989 | 137.0989 | 137.0989 | 137.0989 | 137.0989 | 137.0989 | 137.0989 | 137.0989 | 137.0989 | 137.0989 | 137.0989 | 137.0989 | 137.0989 | 137.0989
[9 empty] | TRG 13 - Low | 136.1152 | 135.1604 | 134.5368 | 133.9132 | 133.2896 | 132.6661 | 132.0425 | 131.4189 | 130.7953 | 130.1718 | 129.5482 | 128.9246 | 128.301 | 127.6775 | 127.0539 | 126.4303 | 125.8067 | 125.1831 | 124.5596 | 123.936 | 123.3124 | 122.6888 | 122.0653 | 121.4417 | 120.8181 | 120.1945 | 119.5709 | 118.9474 | 118.3238 | 117.7002 | 117.0766 | 116.4531 | 115.8295 | 115.2059 | 114.5823
[9 empty] | TRG 13 - Mid | 136.1152 | 135.8229 | 135.5306 | 135.2383 | 134.946 | 134.6537 | 134.3614 | 134.0691 | 133.7768 | 133.4845 | 133.1922 | 132.8999 | 132.6076 | 132.3153 | 132.023 | 131.7307 | 131.4384 | 131.1461 | 130.8538 | 130.5615 | 130.2692 | 129.9769 | 129.6846 | 129.3923 | 129.1 | 128.8077 | 128.5154 | 128.2231 | 127.9308 | 127.6385 | 127.3462 | 127.0539 | 126.7616 | 126.4693 | 126.177
[9 empty] | TRG 13 - Constant | 136.1152 | 138.1482 | 138.1482 | 138.1482 | 138.1482 | 138.1482 | 138.1482 | 138.1482 | 138.1482 | 138.1482 | 138.1482 | 138.1482 | 138.1482 | 138.1482 | 138.1482 | 138.1482 | 138.1482 | 138.1482 | 138.1482 | 138.1482 | 138.1482 | 138.1482 | 138.1482 | 138.1482 | 138.1482 | 138.1482 | 138.1482 | 138.1482 | 138.1482 | 138.1482 | 138.1482 | 138.1482 | 138.1482 | 138.1482 | 138.1482
[9 empty] | TRG 14 - Low | 131.3728 | 130.4512 | 129.8493 | 129.2475 | 128.6456 | 128.0438 | 127.4419 | 126.8401 | 126.2382 | 125.6364 | 125.0345 | 124.4327 | 123.8308 | 123.229 | 122.6271 | 122.0253 | 121.4234 | 120.8216 | 120.2197 | 119.6179 | 119.016 | 118.4142 | 117.8123 | 117.2105 | 116.6086 | 116.0068 | 115.4049 | 114.8031 | 114.2012 | 113.5994 | 112.9975 | 112.3957 | 111.7938 | 111.192 | 110.5901
[9 empty] | TRG 14 - Mid | 131.3728 | 131.0906 | 130.8085 | 130.5264 | 130.2443 | 129.9622 | 129.6801 | 129.3979 | 129.1158 | 128.8337 | 128.5516 | 128.2695 | 127.9874 | 127.7052 | 127.4231 | 127.141 | 126.8589 | 126.5768 | 126.2946 | 126.0125 | 125.7304 | 125.4483 | 125.1662 | 124.8841 | 124.6019 | 124.3198 | 124.0377 | 123.7556 | 123.4735 | 123.1914 | 122.9092 | 122.6271 | 122.345 | 122.0629 | 121.7808
[9 empty] | TRG 14 - Constant | 131.3728 | 133.3349 | 133.3349 | 133.3349 | 133.3349 | 133.3349 | 133.3349 | 133.3349 | 133.3349 | 133.3349 | 133.3349 | 133.3349 | 133.3349 | 133.3349 | 133.3349 | 133.3349 | 133.3349 | 133.3349 | 133.3349 | 133.3349 | 133.3349 | 133.3349 | 133.3349 | 133.3349 | 133.3349 | 133.3349 | 133.3349 | 133.3349 | 133.3349 | 133.3349 | 133.3349 | 133.3349 | 133.3349 | 133.3349 | 133.3349
[9 empty] | TRG 15 - Low | 138.1465 | 137.1774 | 136.5445 | 135.9117 | 135.2788 | 134.6459 | 134.013 | 133.3801 | 132.7472 | 132.1144 | 131.4815 | 130.8486 | 130.2157 | 129.5828 | 128.9499 | 128.3171 | 127.6842 | 127.0513 | 126.4184 | 125.7855 | 125.1526 | 124.5198 | 123.8869 | 123.254 | 122.6211 | 121.9882 | 121.3553 | 120.7225 | 120.0896 | 119.4567 | 118.8238 | 118.1909 | 117.5581 | 116.9252 | 116.2923
[9 empty] | TRG 15 - Mid | 138.1465 | 137.8499 | 137.5532 | 137.2565 | 136.9599 | 136.6632 | 136.3665 | 136.0699 | 135.7732 | 135.4766 | 135.1799 | 134.8832 | 134.5866 | 134.2899 | 133.9932 | 133.6966 | 133.3999 | 133.1032 | 132.8066 | 132.5099 | 132.2133 | 131.9166 | 131.6199 | 131.3233 | 131.0266 | 130.7299 | 130.4333 | 130.1366 | 129.8399 | 129.5433 | 129.2466 | 128.9499 | 128.6533 | 128.3566 | 128.06
[9 empty] | TRG 15 - Constant | 138.1465 | 140.2098 | 140.2098 | 140.2098 | 140.2098 | 140.2098 | 140.2098 | 140.2098 | 140.2098 | 140.2098 | 140.2098 | 140.2098 | 140.2098 | 140.2098 | 140.2098 | 140.2098 | 140.2098 | 140.2098 | 140.2098 | 140.2098 | 140.2098 | 140.2098 | 140.2098 | 140.2098 | 140.2098 | 140.2098 | 140.2098 | 140.2098 | 140.2098 | 140.2098 | 140.2098 | 140.2098 | 140.2098 | 140.2098 | 140.2098
[10 empty] | 2016 | 2017 | 2018 | 2019 | 2020 | 2021 | 2022 | 2023 | 2024 | 2025 | 2026 | 2027 | 2028 | 2029 | 2030 | 2031 | 2032 | 2033 | 2034 | 2035 | 2036 | 2037 | 2038 | 2039 | 2040 | 2041 | 2042 | 2043 | 2044 | 2045 | 2046 | 2047 | 2048 | 2049 | 2050
[8 empty] | Variable Operation and Maintenance Expenses ($/MWh) | TRG 1 - Low | 0 | 0 | 0 | 0 | 0 | 0 | 0 | 0 | 0 | 0 | 0 | 0 | 0 | 0 | 0 | 0 | 0 | 0 | 0 | 0 | 0 | 0 | 0 | 0 | 0 | 0 | 0 | 0 | 0 | 0 | 0 | 0 | 0 | 0 | 0
[9 empty] | TRG 1 - Mid | 0 | 0 | 0 | 0 | 0 | 0 | 0 | 0 | 0 | 0 | 0 | 0 | 0 | 0 | 0 | 0 | 0 | 0 | 0 | 0 | 0 | 0 | 0 | 0 | 0 | 0 | 0 | 0 | 0 | 0 | 0 | 0 | 0 | 0 | 0
[9 empty] | TRG 1 - Constant | 0 | 0 | 0 | 0 | 0 | 0 | 0 | 0 | 0 | 0 | 0 | 0 | 0 | 0 | 0 | 0 | 0 | 0 | 0 | 0 | 0 | 0 | 0 | 0 | 0 | 0 | 0 | 0 | 0 | 0 | 0 | 0 | 0 | 0 | 0
[9 empty] | TRG 2 - Low | 0 | 0 | 0 | 0 | 0 | 0 | 0 | 0 | 0 | 0 | 0 | 0 | 0 | 0 | 0 | 0 | 0 | 0 | 0 | 0 | 0 | 0 | 0 | 0 | 0 | 0 | 0 | 0 | 0 | 0 | 0 | 0 | 0 | 0 | 0
[9 empty] | TRG 2 - Mid | 0 | 0 | 0 | 0 | 0 | 0 | 0 | 0 | 0 | 0 | 0 | 0 | 0 | 0 | 0 | 0 | 0 | 0 | 0 | 0 | 0 | 0 | 0 | 0 | 0 | 0 | 0 | 0 | 0 | 0 | 0 | 0 | 0 | 0 | 0
[9 empty] | TRG 2 - Constant | 0 | 0 | 0 | 0 | 0 | 0 | 0 | 0 | 0 | 0 | 0 | 0 | 0 | 0 | 0 | 0 | 0 | 0 | 0 | 0 | 0 | 0 | 0 | 0 | 0 | 0 | 0 | 0 | 0 | 0 | 0 | 0 | 0 | 0 | 0
[9 empty] | TRG 3 - Low | 0 | 0 | 0 | 0 | 0 | 0 | 0 | 0 | 0 | 0 | 0 | 0 | 0 | 0 | 0 | 0 | 0 | 0 | 0 | 0 | 0 | 0 | 0 | 0 | 0 | 0 | 0 | 0 | 0 | 0 | 0 | 0 | 0 | 0 | 0
[9 empty] | TRG 3 - Mid | 0 | 0 | 0 | 0 | 0 | 0 | 0 | 0 | 0 | 0 | 0 | 0 | 0 | 0 | 0 | 0 | 0 | 0 | 0 | 0 | 0 | 0 | 0 | 0 | 0 | 0 | 0 | 0 | 0 | 0 | 0 | 0 | 0 | 0 | 0
[9 empty] | TRG 3 - Constant | 0 | 0 | 0 | 0 | 0 | 0 | 0 | 0 | 0 | 0 | 0 | 0 | 0 | 0 | 0 | 0 | 0 | 0 | 0 | 0 | 0 | 0 | 0 | 0 | 0 | 0 | 0 | 0 | 0 | 0 | 0 | 0 | 0 | 0 | 0
[9 empty] | TRG 4 - Low | 0 | 0 | 0 | 0 | 0 | 0 | 0 | 0 | 0 | 0 | 0 | 0 | 0 | 0 | 0 | 0 | 0 | 0 | 0 | 0 | 0 | 0 | 0 | 0 | 0 | 0 | 0 | 0 | 0 | 0 | 0 | 0 | 0 | 0 | 0
[9 empty] | TRG 4 - Mid | 0 | 0 | 0 | 0 | 0 | 0 | 0 | 0 | 0 | 0 | 0 | 0 | 0 | 0 | 0 | 0 | 0 | 0 | 0 | 0 | 0 | 0 | 0 | 0 | 0 | 0 | 0 | 0 | 0 | 0 | 0 | 0 | 0 | 0 | 0
[9 empty] | TRG 4 - Constant | 0 | 0 | 0 | 0 | 0 | 0 | 0 | 0 | 0 | 0 | 0 | 0 | 0 | 0 | 0 | 0 | 0 | 0 | 0 | 0 | 0 | 0 | 0 | 0 | 0 | 0 | 0 | 0 | 0 | 0 | 0 | 0 | 0 | 0 | 0
[9 empty] | TRG 5 - Low | 0 | 0 | 0 | 0 | 0 | 0 | 0 | 0 | 0 | 0 | 0 | 0 | 0 | 0 | 0 | 0 | 0 | 0 | 0 | 0 | 0 | 0 | 0 | 0 | 0 | 0 | 0 | 0 | 0 | 0 | 0 | 0 | 0 | 0 | 0
[9 empty] | TRG 5 - Mid | 0 | 0 | 0 | 0 | 0 | 0 | 0 | 0 | 0 | 0 | 0 | 0 | 0 | 0 | 0 | 0 | 0 | 0 | 0 | 0 | 0 | 0 | 0 | 0 | 0 | 0 | 0 | 0 | 0 | 0 | 0 | 0 | 0 | 0 | 0
[9 empty] | TRG 5 - Constant | 0 | 0 | 0 | 0 | 0 | 0 | 0 | 0 | 0 | 0 | 0 | 0 | 0 | 0 | 0 | 0 | 0 | 0 | 0 | 0 | 0 | 0 | 0 | 0 | 0 | 0 | 0 | 0 | 0 | 0 | 0 | 0 | 0 | 0 | 0
[9 empty] | TRG 6 - Low | 0 | 0 | 0 | 0 | 0 | 0 | 0 | 0 | 0 | 0 | 0 | 0 | 0 | 0 | 0 | 0 | 0 | 0 | 0 | 0 | 0 | 0 | 0 | 0 | 0 | 0 | 0 | 0 | 0 | 0 | 0 | 0 | 0 | 0 | 0
[9 empty] | TRG 6 - Mid | 0 | 0 | 0 | 0 | 0 | 0 | 0 | 0 | 0 | 0 | 0 | 0 | 0 | 0 | 0 | 0 | 0 | 0 | 0 | 0 | 0 | 0 | 0 | 0 | 0 | 0 | 0 | 0 | 0 | 0 | 0 | 0 | 0 | 0 | 0
[9 empty] | TRG 6 - Constant | 0 | 0 | 0 | 0 | 0 | 0 | 0 | 0 | 0 | 0 | 0 | 0 | 0 | 0 | 0 | 0 | 0 | 0 | 0 | 0 | 0 | 0 | 0 | 0 | 0 | 0 | 0 | 0 | 0 | 0 | 0 | 0 | 0 | 0 | 0
[9 empty] | TRG 7 - Low | 0 | 0 | 0 | 0 | 0 | 0 | 0 | 0 | 0 | 0 | 0 | 0 | 0 | 0 | 0 | 0 | 0 | 0 | 0 | 0 | 0 | 0 | 0 | 0 | 0 | 0 | 0 | 0 | 0 | 0 | 0 | 0 | 0 | 0 | 0
[9 empty] | TRG 7 - Mid | 0 | 0 | 0 | 0 | 0 | 0 | 0 | 0 | 0 | 0 | 0 | 0 | 0 | 0 | 0 | 0 | 0 | 0 | 0 | 0 | 0 | 0 | 0 | 0 | 0 | 0 | 0 | 0 | 0 | 0 | 0 | 0 | 0 | 0 | 0
[9 empty] | TRG 7 - Constant | 0 | 0 | 0 | 0 | 0 | 0 | 0 | 0 | 0 | 0 | 0 | 0 | 0 | 0 | 0 | 0 | 0 | 0 | 0 | 0 | 0 | 0 | 0 | 0 | 0 | 0 | 0 | 0 | 0 | 0 | 0 | 0 | 0 | 0 | 0
[9 empty] | TRG 8 - Low | 0 | 0 | 0 | 0 | 0 | 0 | 0 | 0 | 0 | 0 | 0 | 0 | 0 | 0 | 0 | 0 | 0 | 0 | 0 | 0 | 0 | 0 | 0 | 0 | 0 | 0 | 0 | 0 | 0 | 0 | 0 | 0 | 0 | 0 | 0
[9 empty] | TRG 8 - Mid | 0 | 0 | 0 | 0 | 0 | 0 | 0 | 0 | 0 | 0 | 0 | 0 | 0 | 0 | 0 | 0 | 0 | 0 | 0 | 0 | 0 | 0 | 0 | 0 | 0 | 0 | 0 | 0 | 0 | 0 | 0 | 0 | 0 | 0 | 0
[9 empty] | TRG 8 - Constant | 0 | 0 | 0 | 0 | 0 | 0 | 0 | 0 | 0 | 0 | 0 | 0 | 0 | 0 | 0 | 0 | 0 | 0 | 0 | 0 | 0 | 0 | 0 | 0 | 0 | 0 | 0 | 0 | 0 | 0 | 0 | 0 | 0 | 0 | 0
[9 empty] | TRG 9 - Low | 0 | 0 | 0 | 0 | 0 | 0 | 0 | 0 | 0 | 0 | 0 | 0 | 0 | 0 | 0 | 0 | 0 | 0 | 0 | 0 | 0 | 0 | 0 | 0 | 0 | 0 | 0 | 0 | 0 | 0 | 0 | 0 | 0 | 0 | 0
[9 empty] | TRG 9 - Mid | 0 | 0 | 0 | 0 | 0 | 0 | 0 | 0 | 0 | 0 | 0 | 0 | 0 | 0 | 0 | 0 | 0 | 0 | 0 | 0 | 0 | 0 | 0 | 0 | 0 | 0 | 0 | 0 | 0 | 0 | 0 | 0 | 0 | 0 | 0
[9 empty] | TRG 9 - Constant | 0 | 0 | 0 | 0 | 0 | 0 | 0 | 0 | 0 | 0 | 0 | 0 | 0 | 0 | 0 | 0 | 0 | 0 | 0 | 0 | 0 | 0 | 0 | 0 | 0 | 0 | 0 | 0 | 0 | 0 | 0 | 0 | 0 | 0 | 0
[9 empty] | TRG 10 - Low | 0 | 0 | 0 | 0 | 0 | 0 | 0 | 0 | 0 | 0 | 0 | 0 | 0 | 0 | 0 | 0 | 0 | 0 | 0 | 0 | 0 | 0 | 0 | 0 | 0 | 0 | 0 | 0 | 0 | 0 | 0 | 0 | 0 | 0 | 0
[9 empty] | TRG 10 - Mid | 0 | 0 | 0 | 0 | 0 | 0 | 0 | 0 | 0 | 0 | 0 | 0 | 0 | 0 | 0 | 0 | 0 | 0 | 0 | 0 | 0 | 0 | 0 | 0 | 0 | 0 | 0 | 0 | 0 | 0 | 0 | 0 | 0 | 0 | 0
[9 empty] | TRG 10 - Constant | 0 | 0 | 0 | 0 | 0 | 0 | 0 | 0 | 0 | 0 | 0 | 0 | 0 | 0 | 0 | 0 | 0 | 0 | 0 | 0 | 0 | 0 | 0 | 0 | 0 | 0 | 0 | 0 | 0 | 0 | 0 | 0 | 0 | 0 | 0
[9 empty] | TRG 11 - Low | 0 | 0 | 0 | 0 | 0 | 0 | 0 | 0 | 0 | 0 | 0 | 0 | 0 | 0 | 0 | 0 | 0 | 0 | 0 | 0 | 0 | 0 | 0 | 0 | 0 | 0 | 0 | 0 | 0 | 0 | 0 | 0 | 0 | 0 | 0
[9 empty] | TRG 11 - Mid | 0 | 0 | 0 | 0 | 0 | 0 | 0 | 0 | 0 | 0 | 0 | 0 | 0 | 0 | 0 | 0 | 0 | 0 | 0 | 0 | 0 | 0 | 0 | 0 | 0 | 0 | 0 | 0 | 0 | 0 | 0 | 0 | 0 | 0 | 0
[9 empty] | TRG 11 - Constant | 0 | 0 | 0 | 0 | 0 | 0 | 0 | 0 | 0 | 0 | 0 | 0 | 0 | 0 | 0 | 0 | 0 | 0 | 0 | 0 | 0 | 0 | 0 | 0 | 0 | 0 | 0 | 0 | 0 | 0 | 0 | 0 | 0 | 0 | 0
[9 empty] | TRG 12 - Low | 0 | 0 | 0 | 0 | 0 | 0 | 0 | 0 | 0 | 0 | 0 | 0 | 0 | 0 | 0 | 0 | 0 | 0 | 0 | 0 | 0 | 0 | 0 | 0 | 0 | 0 | 0 | 0 | 0 | 0 | 0 | 0 | 0 | 0 | 0
[9 empty] | TRG 12 - Mid | 0 | 0 | 0 | 0 | 0 | 0 | 0 | 0 | 0 | 0 | 0 | 0 | 0 | 0 | 0 | 0 | 0 | 0 | 0 | 0 | 0 | 0 | 0 | 0 | 0 | 0 | 0 | 0 | 0 | 0 | 0 | 0 | 0 | 0 | 0
[9 empty] | TRG 12 - Constant | 0 | 0 | 0 | 0 | 0 | 0 | 0 | 0 | 0 | 0 | 0 | 0 | 0 | 0 | 0 | 0 | 0 | 0 | 0 | 0 | 0 | 0 | 0 | 0 | 0 | 0 | 0 | 0 | 0 | 0 | 0 | 0 | 0 | 0 | 0
[9 empty] | TRG 13 - Low | 0 | 0 | 0 | 0 | 0 | 0 | 0 | 0 | 0 | 0 | 0 | 0 | 0 | 0 | 0 | 0 | 0 | 0 | 0 | 0 | 0 | 0 | 0 | 0 | 0 | 0 | 0 | 0 | 0 | 0 | 0 | 0 | 0 | 0 | 0
[9 empty] | TRG 13 - Mid | 0 | 0 | 0 | 0 | 0 | 0 | 0 | 0 | 0 | 0 | 0 | 0 | 0 | 0 | 0 | 0 | 0 | 0 | 0 | 0 | 0 | 0 | 0 | 0 | 0 | 0 | 0 | 0 | 0 | 0 | 0 | 0 | 0 | 0 | 0
[9 empty] | TRG 13 - Constant | 0 | 0 | 0 | 0 | 0 | 0 | 0 | 0 | 0 | 0 | 0 | 0 | 0 | 0 | 0 | 0 | 0 | 0 | 0 | 0 | 0 | 0 | 0 | 0 | 0 | 0 | 0 | 0 | 0 | 0 | 0 | 0 | 0 | 0 | 0
[9 empty] | TRG 14 - Low | 0 | 0 | 0 | 0 | 0 | 0 | 0 | 0 | 0 | 0 | 0 | 0 | 0 | 0 | 0 | 0 | 0 | 0 | 0 | 0 | 0 | 0 | 0 | 0 | 0 | 0 | 0 | 0 | 0 | 0 | 0 | 0 | 0 | 0 | 0
[9 empty] | TRG 14 - Mid | 0 | 0 | 0 | 0 | 0 | 0 | 0 | 0 | 0 | 0 | 0 | 0 | 0 | 0 | 0 | 0 | 0 | 0 | 0 | 0 | 0 | 0 | 0 | 0 | 0 | 0 | 0 | 0 | 0 | 0 | 0 | 0 | 0 | 0 | 0
[9 empty] | TRG 14 - Constant | 0 | 0 | 0 | 0 | 0 | 0 | 0 | 0 | 0 | 0 | 0 | 0 | 0 | 0 | 0 | 0 | 0 | 0 | 0 | 0 | 0 | 0 | 0 | 0 | 0 | 0 | 0 | 0 | 0 | 0 | 0 | 0 | 0 | 0 | 0
[9 empty] | TRG 15 - Low | 0 | 0 | 0 | 0 | 0 | 0 | 0 | 0 | 0 | 0 | 0 | 0 | 0 | 0 | 0 | 0 | 0 | 0 | 0 | 0 | 0 | 0 | 0 | 0 | 0 | 0 | 0 | 0 | 0 | 0 | 0 | 0 | 0 | 0 | 0
[9 empty] | TRG 15 - Mid | 0 | 0 | 0 | 0 | 0 | 0 | 0 | 0 | 0 | 0 | 0 | 0 | 0 | 0 | 0 | 0 | 0 | 0 | 0 | 0 | 0 | 0 | 0 | 0 | 0 | 0 | 0 | 0 | 0 | 0 | 0 | 0 | 0 | 0 | 0
[9 empty] | TRG 15 - Constant | 0 | 0 | 0 | 0 | 0 | 0 | 0 | 0 | 0 | 0 | 0 | 0 | 0 | 0 | 0 | 0 | 0 | 0 | 0 | 0 | 0 | 0 | 0 | 0 | 0 | 0 | 0 | 0 | 0 | 0 | 0 | 0 | 0 | 0 | 0
[10 empty] | 2016 | 2017 | 2018 | 2019 | 2020 | 2021 | 2022 | 2023 | 2024 | 2025 | 2026 | 2027 | 2028 | 2029 | 2030 | 2031 | 2032 | 2033 | 2034 | 2035 | 2036 | 2037 | 2038 | 2039 | 2040 | 2041 | 2042 | 2043 | 2044 | 2045 | 2046 | 2047 | 2048 | 2049 | 2050
[6 empty] | Finance |  | Assumptions | Inflation Rate | 2.5% | 2.5% | 2.5% | 2.5% | 2.5% | 2.5% | 2.5% | 2.5% | 2.5% | 2.5% | 2.5% | 2.5% | 2.5% | 2.5% | 2.5% | 2.5% | 2.5% | 2.5% | 2.5% | 2.5% | 2.5% | 2.5% | 2.5% | 2.5% | 2.5% | 2.5% | 2.5% | 2.5% | 2.5% | 2.5% | 2.5% | 2.5% | 2.5% | 2.5% | 2.5%
[9 empty] | Interest Rate Nominal - Low | 3.73% | 3.73% | 3.73% | 3.73% | 3.73% | 3.73% | 3.73% | 3.73% | 3.73% | 3.73% | 3.73% | 3.73% | 3.73% | 3.73% | 3.73% | 3.73% | 3.73% | 3.73% | 3.73% | 3.73% | 3.73% | 3.73% | 3.73% | 3.73% | 3.73% | 3.73% | 3.73% | 3.73% | 3.73% | 3.73% | 3.73% | 3.73% | 3.73% | 3.73% | 3.73%
[9 empty] | Interest Rate Nominal - Mid | 3.73% | 3.73% | 3.73% | 3.73% | 3.73% | 3.73% | 3.73% | 3.73% | 3.73% | 3.73% | 3.73% | 3.73% | 3.73% | 3.73% | 3.73% | 3.73% | 3.73% | 3.73% | 3.73% | 3.73% | 3.73% | 3.73% | 3.73% | 3.73% | 3.73% | 3.73% | 3.73% | 3.73% | 3.73% | 3.73% | 3.73% | 3.73% | 3.73% | 3.73% | 3.73%
[9 empty] | Interest Rate Nominal - Constant | 3.73% | 3.73% | 3.73% | 3.73% | 3.73% | 3.73% | 3.73% | 3.73% | 3.73% | 3.73% | 3.73% | 3.73% | 3.73% | 3.73% | 3.73% | 3.73% | 3.73% | 3.73% | 3.73% | 3.73% | 3.73% | 3.73% | 3.73% | 3.73% | 3.73% | 3.73% | 3.73% | 3.73% | 3.73% | 3.73% | 3.73% | 3.73% | 3.73% | 3.73% | 3.73%
[9 empty] | Calculated Interest Rate Real - Low | 1.2% | 1.2% | 1.2% | 1.2% | 1.2% | 1.2% | 1.2% | 1.2% | 1.2% | 1.2% | 1.2% | 1.2% | 1.2% | 1.2% | 1.2% | 1.2% | 1.2% | 1.2% | 1.2% | 1.2% | 1.2% | 1.2% | 1.2% | 1.2% | 1.2% | 1.2% | 1.2% | 1.2% | 1.2% | 1.2% | 1.2% | 1.2% | 1.2% | 1.2% | 1.2%
[9 empty] | Calculated Interest Rate Real - Mid | 1.2% | 1.2% | 1.2% | 1.2% | 1.2% | 1.2% | 1.2% | 1.2% | 1.2% | 1.2% | 1.2% | 1.2% | 1.2% | 1.2% | 1.2% | 1.2% | 1.2% | 1.2% | 1.2% | 1.2% | 1.2% | 1.2% | 1.2% | 1.2% | 1.2% | 1.2% | 1.2% | 1.2% | 1.2% | 1.2% | 1.2% | 1.2% | 1.2% | 1.2% | 1.2%
[9 empty] | Calculated Interest Rate Real - Constant | 1.2% | 1.2% | 1.2% | 1.2% | 1.2% | 1.2% | 1.2% | 1.2% | 1.2% | 1.2% | 1.2% | 1.2% | 1.2% | 1.2% | 1.2% | 1.2% | 1.2% | 1.2% | 1.2% | 1.2% | 1.2% | 1.2% | 1.2% | 1.2% | 1.2% | 1.2% | 1.2% | 1.2% | 1.2% | 1.2% | 1.2% | 1.2% | 1.2% | 1.2% | 1.2%
[9 empty] | Interest During Construction - Nominal | 3.73% | 3.73% | 3.73% | 3.73% | 3.73% | 3.73% | 3.73% | 3.73% | 3.73% | 3.73% | 3.73% | 3.73% | 3.73% | 3.73% | 3.73% | 3.73% | 3.73% | 3.73% | 3.73% | 3.73% | 3.73% | 3.73% | 3.73% | 3.73% | 3.73% | 3.73% | 3.73% | 3.73% | 3.73% | 3.73% | 3.73% | 3.73% | 3.73% | 3.73% | 3.73%
[9 empty] | Rate of Return on Equity Nominal - Low | 16.03% | 15.67% | 15.32% | 14.96% | 14.6% | 14.24% | 13.89% | 13.53% | 13.17% | 12.82% | 12.46% | 12.1% | 11.74% | 11.39% | 11.03% | 10.83% | 10.63% | 10.43% | 10.23% | 10.03% | 9.83% | 9.63% | 9.43% | 9.23% | 9.03% | 9.03% | 9.03% | 9.03% | 9.03% | 9.03% | 9.03% | 9.03% | 9.03% | 9.03% | 9.03%
[9 empty] | Rate of Return on Equity Nominal - Mid | 16.03% | 15.67% | 15.32% | 14.96% | 14.6% | 14.24% | 13.89% | 13.53% | 13.17% | 12.82% | 12.46% | 12.1% | 11.74% | 11.39% | 11.03% | 10.83% | 10.63% | 10.43% | 10.23% | 10.03% | 9.83% | 9.63% | 9.43% | 9.23% | 9.03% | 9.03% | 9.03% | 9.03% | 9.03% | 9.03% | 9.03% | 9.03% | 9.03% | 9.03% | 9.03%
[9 empty] | Rate of Return on Equity Nominal - Constant | 16.03% | 15.67% | 15.32% | 14.96% | 14.6% | 14.24% | 13.89% | 13.53% | 13.17% | 12.82% | 12.46% | 12.1% | 11.74% | 11.39% | 11.03% | 10.83% | 10.63% | 10.43% | 10.23% | 10.03% | 9.83% | 9.63% | 9.43% | 9.23% | 9.03% | 9.03% | 9.03% | 9.03% | 9.03% | 9.03% | 9.03% | 9.03% | 9.03% | 9.03% | 9.03%
[9 empty] | Calculated Rate of Return on Equity Real - Low | 13.2% | 12.85% | 12.5% | 12.15% | 11.81% | 11.46% | 11.11% | 10.76% | 10.41% | 10.06% | 9.716% | 9.367% | 9.019% | 8.67% | 8.322% | 8.127% | 7.932% | 7.737% | 7.541% | 7.346% | 7.151% | 6.956% | 6.761% | 6.566% | 6.371% | 6.371% | 6.371% | 6.371% | 6.371% | 6.371% | 6.371% | 6.371% | 6.371% | 6.371% | 6.371%
[9 empty] | Calculated Rate of Return on Equity Real - Mid | 13.2% | 12.85% | 12.5% | 12.15% | 11.81% | 11.46% | 11.11% | 10.76% | 10.41% | 10.06% | 9.716% | 9.367% | 9.019% | 8.67% | 8.322% | 8.127% | 7.932% | 7.737% | 7.541% | 7.346% | 7.151% | 6.956% | 6.761% | 6.566% | 6.371% | 6.371% | 6.371% | 6.371% | 6.371% | 6.371% | 6.371% | 6.371% | 6.371% | 6.371% | 6.371%
[9 empty] | Calculated Rate of Return on Equity Real - Constant | 13.2% | 12.85% | 12.5% | 12.15% | 11.81% | 11.46% | 11.11% | 10.76% | 10.41% | 10.06% | 9.716% | 9.367% | 9.019% | 8.67% | 8.322% | 8.127% | 7.932% | 7.737% | 7.541% | 7.346% | 7.151% | 6.956% | 6.761% | 6.566% | 6.371% | 6.371% | 6.371% | 6.371% | 6.371% | 6.371% | 6.371% | 6.371% | 6.371% | 6.371% | 6.371%
[9 empty] | Debt Fraction - Low | 60% | 60.71% | 61.43% | 62.14% | 62.86% | 63.57% | 64.29% | 65% | 65.71% | 66.43% | 67.14% | 67.86% | 68.57% | 69.29% | 70% | 70% | 70% | 70% | 70% | 70% | 70% | 70% | 70% | 70% | 70% | 70% | 70% | 70% | 70% | 70% | 70% | 70% | 70% | 70% | 70%
[9 empty] | Debt Fraction - Mid | 60% | 60.36% | 60.71% | 61.07% | 61.43% | 61.79% | 62.14% | 62.5% | 62.86% | 63.21% | 63.57% | 63.93% | 64.29% | 64.64% | 65% | 65% | 65% | 65% | 65% | 65% | 65% | 65% | 65% | 65% | 65% | 65% | 65% | 65% | 65% | 65% | 65% | 65% | 65% | 65% | 65%
[9 empty] | Debt Fraction - Constant | 60% | 60% | 60% | 60% | 60% | 60% | 60% | 60% | 60% | 60% | 60% | 60% | 60% | 60% | 60% | 60% | 60% | 60% | 60% | 60% | 60% | 60% | 60% | 60% | 60% | 60% | 60% | 60% | 60% | 60% | 60% | 60% | 60% | 60% | 60%
[9 empty] | Tax Rate (Federal and State) | 25.74% | 25.74% | 25.74% | 25.74% | 25.74% | 25.74% | 25.74% | 25.74% | 25.74% | 25.74% | 25.74% | 25.74% | 25.74% | 25.74% | 25.74% | 25.74% | 25.74% | 25.74% | 25.74% | 25.74% | 25.74% | 25.74% | 25.74% | 25.74% | 25.74% | 25.74% | 25.74% | 25.74% | 25.74% | 25.74% | 25.74% | 25.74% | 25.74% | 25.74% | 25.74%
[9 empty] | WACC Nominal - Low | 8.074% | 7.839% | 7.609% | 7.384% | 7.164% | 6.95% | 6.74% | 6.536% | 6.337% | 6.142% | 5.953% | 5.769% | 5.59% | 5.417% | 5.248% | 5.188% | 5.128% | 5.068% | 5.008% | 4.948% | 4.888% | 4.828% | 4.768% | 4.708% | 4.648% | 4.648% | 4.648% | 4.648% | 4.648% | 4.648% | 4.648% | 4.648% | 4.648% | 4.648% | 4.648%
[9 empty] | WACC Nominal - Mid | 8.074% | 7.885% | 7.699% | 7.515% | 7.333% | 7.155% | 6.979% | 6.805% | 6.634% | 6.465% | 6.299% | 6.136% | 5.975% | 5.817% | 5.661% | 5.591% | 5.521% | 5.451% | 5.381% | 5.311% | 5.241% | 5.171% | 5.101% | 5.031% | 4.961% | 4.961% | 4.961% | 4.961% | 4.961% | 4.961% | 4.961% | 4.961% | 4.961% | 4.961% | 4.961%
[9 empty] | WACC Nominal - Constant | 8.074% | 7.931% | 7.788% | 7.645% | 7.503% | 7.36% | 7.217% | 7.074% | 6.931% | 6.788% | 6.645% | 6.503% | 6.36% | 6.217% | 6.074% | 5.994% | 5.914% | 5.834% | 5.754% | 5.674% | 5.594% | 5.514% | 5.434% | 5.354% | 5.274% | 5.274% | 5.274% | 5.274% | 5.274% | 5.274% | 5.274% | 5.274% | 5.274% | 5.274% | 5.274%
[9 empty] | WACC Real - Low | 5.438% | 5.209% | 4.984% | 4.765% | 4.551% | 4.341% | 4.137% | 3.937% | 3.743% | 3.554% | 3.369% | 3.19% | 3.015% | 2.845% | 2.681% | 2.622% | 2.564% | 2.505% | 2.447% | 2.388% | 2.33% | 2.271% | 2.213% | 2.154% | 2.096% | 2.096% | 2.096% | 2.096% | 2.096% | 2.096% | 2.096% | 2.096% | 2.096% | 2.096% | 2.096%
[9 empty] | WACC Real - Mid | 5.438% | 5.254% | 5.072% | 4.892% | 4.716% | 4.541% | 4.369% | 4.2% | 4.033% | 3.869% | 3.707% | 3.547% | 3.39% | 3.236% | 3.084% | 3.016% | 2.947% | 2.879% | 2.811% | 2.742% | 2.674% | 2.606% | 2.537% | 2.469% | 2.401% | 2.401% | 2.401% | 2.401% | 2.401% | 2.401% | 2.401% | 2.401% | 2.401% | 2.401% | 2.401%
[9 empty] | WACC Real - Constant | 5.438% | 5.299% | 5.159% | 5.02% | 4.88% | 4.741% | 4.602% | 4.462% | 4.323% | 4.184% | 4.044% | 3.905% | 3.766% | 3.626% | 3.487% | 3.409% | 3.331% | 3.253% | 3.175% | 3.097% | 3.018% | 2.94% | 2.862% | 2.784% | 2.706% | 2.706% | 2.706% | 2.706% | 2.706% | 2.706% | 2.706% | 2.706% | 2.706% | 2.706% | 2.706%
[9 empty] | Capital Recovery Factor (CRF) Nominal - Low | 8.945% | 8.748% | 8.557% | 8.372% | 8.192% | 8.018% | 7.849% | 7.686% | 7.528% | 7.376% | 7.229% | 7.086% | 6.949% | 6.817% | 6.69% | 6.645% | 6.6% | 6.556% | 6.511% | 6.467% | 6.422% | 6.378% | 6.334% | 6.29% | 6.246% | 6.246% | 6.246% | 6.246% | 6.246% | 6.246% | 6.246% | 6.246% | 6.246% | 6.246% | 6.246%
[9 empty] | Capital Recovery Factor (CRF) Nominal - Mid | 8.945% | 8.787% | 8.631% | 8.479% | 8.33% | 8.184% | 8.041% | 7.901% | 7.764% | 7.63% | 7.499% | 7.371% | 7.245% | 7.123% | 7.003% | 6.95% | 6.896% | 6.843% | 6.79% | 6.738% | 6.685% | 6.632% | 6.58% | 6.528% | 6.476% | 6.476% | 6.476% | 6.476% | 6.476% | 6.476% | 6.476% | 6.476% | 6.476% | 6.476% | 6.476%
[9 empty] | Capital Recovery Factor (CRF) Nominal - Constant | 8.945% | 8.825% | 8.706% | 8.587% | 8.469% | 8.352% | 8.235% | 8.119% | 8.003% | 7.888% | 7.773% | 7.66% | 7.547% | 7.434% | 7.322% | 7.26% | 7.198% | 7.136% | 7.075% | 7.013% | 6.952% | 6.891% | 6.83% | 6.77% | 6.71% | 6.71% | 6.71% | 6.71% | 6.71% | 6.71% | 6.71% | 6.71% | 6.71% | 6.71% | 6.71%
[9 empty] | Capital Recovery Factor (CRF) Real - Low | 6.833% | 6.661% | 6.494% | 6.332% | 6.176% | 6.025% | 5.88% | 5.739% | 5.604% | 5.474% | 5.348% | 5.228% | 5.112% | 5.001% | 4.894% | 4.856% | 4.819% | 4.781% | 4.744% | 4.707% | 4.67% | 4.633% | 4.597% | 4.56% | 4.524% | 4.524% | 4.524% | 4.524% | 4.524% | 4.524% | 4.524% | 4.524% | 4.524% | 4.524% | 4.524%
[9 empty] | Capital Recovery Factor (CRF) Real - Mid | 6.833% | 6.694% | 6.558% | 6.426% | 6.296% | 6.169% | 6.045% | 5.924% | 5.806% | 5.691% | 5.579% | 5.469% | 5.363% | 5.259% | 5.157% | 5.112% | 5.067% | 5.022% | 4.978% | 4.933% | 4.889% | 4.845% | 4.802% | 4.758% | 4.715% | 4.715% | 4.715% | 4.715% | 4.715% | 4.715% | 4.715% | 4.715% | 4.715% | 4.715% | 4.715%
[9 empty] | Capital Recovery Factor (CRF) Real - Constant | 6.833% | 6.728% | 6.624% | 6.52% | 6.417% | 6.314% | 6.213% | 6.112% | 6.012% | 5.913% | 5.814% | 5.716% | 5.62% | 5.523% | 5.428% | 5.375% | 5.322% | 5.27% | 5.218% | 5.166% | 5.114% | 5.063% | 5.012% | 4.961% | 4.91% | 4.91% | 4.91% | 4.91% | 4.91% | 4.91% | 4.91% | 4.91% | 4.91% | 4.91% | 4.91%
[10 empty] | 2016 | 2017 | 2018 | 2019 | 2020 | 2021 | 2022 | 2023 | 2024 | 2025 | 2026 | 2027 | 2028 | 2029 | 2030 | 2031 | 2032 | 2033 | 2034 | 2035 | 2036 | 2037 | 2038 | 2039 | 2040 | 2041 | 2042 | 2043 | 2044 | 2045 | 2046 | 2047 | 2048 | 2049 | 2050
[8 empty] | Weighted Average Cost of Capital (WACC) (Nominal) (%) | TRG 1 - Low | 8.074% | 7.839% | 7.609% | 7.384% | 7.164% | 6.95% | 6.74% | 6.536% | 6.337% | 6.142% | 5.953% | 5.769% | 5.59% | 5.417% | 5.248% | 5.188% | 5.128% | 5.068% | 5.008% | 4.948% | 4.888% | 4.828% | 4.768% | 4.708% | 4.648% | 4.648% | 4.648% | 4.648% | 4.648% | 4.648% | 4.648% | 4.648% | 4.648% | 4.648% | 4.648%
[9 empty] | TRG 1 - Mid | 8.074% | 7.885% | 7.699% | 7.515% | 7.333% | 7.155% | 6.979% | 6.805% | 6.634% | 6.465% | 6.299% | 6.136% | 5.975% | 5.817% | 5.661% | 5.591% | 5.521% | 5.451% | 5.381% | 5.311% | 5.241% | 5.171% | 5.101% | 5.031% | 4.961% | 4.961% | 4.961% | 4.961% | 4.961% | 4.961% | 4.961% | 4.961% | 4.961% | 4.961% | 4.961%
[9 empty] | TRG 1 - Constant | 8.074% | 7.931% | 7.788% | 7.645% | 7.503% | 7.36% | 7.217% | 7.074% | 6.931% | 6.788% | 6.645% | 6.503% | 6.36% | 6.217% | 6.074% | 5.994% | 5.914% | 5.834% | 5.754% | 5.674% | 5.594% | 5.514% | 5.434% | 5.354% | 5.274% | 5.274% | 5.274% | 5.274% | 5.274% | 5.274% | 5.274% | 5.274% | 5.274% | 5.274% | 5.274%
[9 empty] | TRG 2 - Low | 8.074% | 7.839% | 7.609% | 7.384% | 7.164% | 6.95% | 6.74% | 6.536% | 6.337% | 6.142% | 5.953% | 5.769% | 5.59% | 5.417% | 5.248% | 5.188% | 5.128% | 5.068% | 5.008% | 4.948% | 4.888% | 4.828% | 4.768% | 4.708% | 4.648% | 4.648% | 4.648% | 4.648% | 4.648% | 4.648% | 4.648% | 4.648% | 4.648% | 4.648% | 4.648%
[9 empty] | TRG 2 - Mid | 8.074% | 7.885% | 7.699% | 7.515% | 7.333% | 7.155% | 6.979% | 6.805% | 6.634% | 6.465% | 6.299% | 6.136% | 5.975% | 5.817% | 5.661% | 5.591% | 5.521% | 5.451% | 5.381% | 5.311% | 5.241% | 5.171% | 5.101% | 5.031% | 4.961% | 4.961% | 4.961% | 4.961% | 4.961% | 4.961% | 4.961% | 4.961% | 4.961% | 4.961% | 4.961%
[9 empty] | TRG 2 - Constant | 8.074% | 7.931% | 7.788% | 7.645% | 7.503% | 7.36% | 7.217% | 7.074% | 6.931% | 6.788% | 6.645% | 6.503% | 6.36% | 6.217% | 6.074% | 5.994% | 5.914% | 5.834% | 5.754% | 5.674% | 5.594% | 5.514% | 5.434% | 5.354% | 5.274% | 5.274% | 5.274% | 5.274% | 5.274% | 5.274% | 5.274% | 5.274% | 5.274% | 5.274% | 5.274%
[9 empty] | TRG 3 - Low | 8.074% | 7.839% | 7.609% | 7.384% | 7.164% | 6.95% | 6.74% | 6.536% | 6.337% | 6.142% | 5.953% | 5.769% | 5.59% | 5.417% | 5.248% | 5.188% | 5.128% | 5.068% | 5.008% | 4.948% | 4.888% | 4.828% | 4.768% | 4.708% | 4.648% | 4.648% | 4.648% | 4.648% | 4.648% | 4.648% | 4.648% | 4.648% | 4.648% | 4.648% | 4.648%
[9 empty] | TRG 3 - Mid | 8.074% | 7.885% | 7.699% | 7.515% | 7.333% | 7.155% | 6.979% | 6.805% | 6.634% | 6.465% | 6.299% | 6.136% | 5.975% | 5.817% | 5.661% | 5.591% | 5.521% | 5.451% | 5.381% | 5.311% | 5.241% | 5.171% | 5.101% | 5.031% | 4.961% | 4.961% | 4.961% | 4.961% | 4.961% | 4.961% | 4.961% | 4.961% | 4.961% | 4.961% | 4.961%
[9 empty] | TRG 3 - Constant | 8.074% | 7.931% | 7.788% | 7.645% | 7.503% | 7.36% | 7.217% | 7.074% | 6.931% | 6.788% | 6.645% | 6.503% | 6.36% | 6.217% | 6.074% | 5.994% | 5.914% | 5.834% | 5.754% | 5.674% | 5.594% | 5.514% | 5.434% | 5.354% | 5.274% | 5.274% | 5.274% | 5.274% | 5.274% | 5.274% | 5.274% | 5.274% | 5.274% | 5.274% | 5.274%
[9 empty] | TRG 4 - Low | 8.074% | 7.839% | 7.609% | 7.384% | 7.164% | 6.95% | 6.74% | 6.536% | 6.337% | 6.142% | 5.953% | 5.769% | 5.59% | 5.417% | 5.248% | 5.188% | 5.128% | 5.068% | 5.008% | 4.948% | 4.888% | 4.828% | 4.768% | 4.708% | 4.648% | 4.648% | 4.648% | 4.648% | 4.648% | 4.648% | 4.648% | 4.648% | 4.648% | 4.648% | 4.648%
[9 empty] | TRG 4 - Mid | 8.074% | 7.885% | 7.699% | 7.515% | 7.333% | 7.155% | 6.979% | 6.805% | 6.634% | 6.465% | 6.299% | 6.136% | 5.975% | 5.817% | 5.661% | 5.591% | 5.521% | 5.451% | 5.381% | 5.311% | 5.241% | 5.171% | 5.101% | 5.031% | 4.961% | 4.961% | 4.961% | 4.961% | 4.961% | 4.961% | 4.961% | 4.961% | 4.961% | 4.961% | 4.961%
[9 empty] | TRG 4 - Constant | 8.074% | 7.931% | 7.788% | 7.645% | 7.503% | 7.36% | 7.217% | 7.074% | 6.931% | 6.788% | 6.645% | 6.503% | 6.36% | 6.217% | 6.074% | 5.994% | 5.914% | 5.834% | 5.754% | 5.674% | 5.594% | 5.514% | 5.434% | 5.354% | 5.274% | 5.274% | 5.274% | 5.274% | 5.274% | 5.274% | 5.274% | 5.274% | 5.274% | 5.274% | 5.274%
[9 empty] | TRG 5 - Low | 8.074% | 7.839% | 7.609% | 7.384% | 7.164% | 6.95% | 6.74% | 6.536% | 6.337% | 6.142% | 5.953% | 5.769% | 5.59% | 5.417% | 5.248% | 5.188% | 5.128% | 5.068% | 5.008% | 4.948% | 4.888% | 4.828% | 4.768% | 4.708% | 4.648% | 4.648% | 4.648% | 4.648% | 4.648% | 4.648% | 4.648% | 4.648% | 4.648% | 4.648% | 4.648%
[9 empty] | TRG 5 - Mid | 8.074% | 7.885% | 7.699% | 7.515% | 7.333% | 7.155% | 6.979% | 6.805% | 6.634% | 6.465% | 6.299% | 6.136% | 5.975% | 5.817% | 5.661% | 5.591% | 5.521% | 5.451% | 5.381% | 5.311% | 5.241% | 5.171% | 5.101% | 5.031% | 4.961% | 4.961% | 4.961% | 4.961% | 4.961% | 4.961% | 4.961% | 4.961% | 4.961% | 4.961% | 4.961%
[9 empty] | TRG 5 - Constant | 8.074% | 7.931% | 7.788% | 7.645% | 7.503% | 7.36% | 7.217% | 7.074% | 6.931% | 6.788% | 6.645% | 6.503% | 6.36% | 6.217% | 6.074% | 5.994% | 5.914% | 5.834% | 5.754% | 5.674% | 5.594% | 5.514% | 5.434% | 5.354% | 5.274% | 5.274% | 5.274% | 5.274% | 5.274% | 5.274% | 5.274% | 5.274% | 5.274% | 5.274% | 5.274%
[9 empty] | TRG 6 - Low | 8.074% | 7.839% | 7.609% | 7.384% | 7.164% | 6.95% | 6.74% | 6.536% | 6.337% | 6.142% | 5.953% | 5.769% | 5.59% | 5.417% | 5.248% | 5.188% | 5.128% | 5.068% | 5.008% | 4.948% | 4.888% | 4.828% | 4.768% | 4.708% | 4.648% | 4.648% | 4.648% | 4.648% | 4.648% | 4.648% | 4.648% | 4.648% | 4.648% | 4.648% | 4.648%
[9 empty] | TRG 6 - Mid | 8.074% | 7.885% | 7.699% | 7.515% | 7.333% | 7.155% | 6.979% | 6.805% | 6.634% | 6.465% | 6.299% | 6.136% | 5.975% | 5.817% | 5.661% | 5.591% | 5.521% | 5.451% | 5.381% | 5.311% | 5.241% | 5.171% | 5.101% | 5.031% | 4.961% | 4.961% | 4.961% | 4.961% | 4.961% | 4.961% | 4.961% | 4.961% | 4.961% | 4.961% | 4.961%
[9 empty] | TRG 6 - Constant | 8.074% | 7.931% | 7.788% | 7.645% | 7.503% | 7.36% | 7.217% | 7.074% | 6.931% | 6.788% | 6.645% | 6.503% | 6.36% | 6.217% | 6.074% | 5.994% | 5.914% | 5.834% | 5.754% | 5.674% | 5.594% | 5.514% | 5.434% | 5.354% | 5.274% | 5.274% | 5.274% | 5.274% | 5.274% | 5.274% | 5.274% | 5.274% | 5.274% | 5.274% | 5.274%
[9 empty] | TRG 7 - Low | 8.074% | 7.839% | 7.609% | 7.384% | 7.164% | 6.95% | 6.74% | 6.536% | 6.337% | 6.142% | 5.953% | 5.769% | 5.59% | 5.417% | 5.248% | 5.188% | 5.128% | 5.068% | 5.008% | 4.948% | 4.888% | 4.828% | 4.768% | 4.708% | 4.648% | 4.648% | 4.648% | 4.648% | 4.648% | 4.648% | 4.648% | 4.648% | 4.648% | 4.648% | 4.648%
[9 empty] | TRG 7 - Mid | 8.074% | 7.885% | 7.699% | 7.515% | 7.333% | 7.155% | 6.979% | 6.805% | 6.634% | 6.465% | 6.299% | 6.136% | 5.975% | 5.817% | 5.661% | 5.591% | 5.521% | 5.451% | 5.381% | 5.311% | 5.241% | 5.171% | 5.101% | 5.031% | 4.961% | 4.961% | 4.961% | 4.961% | 4.961% | 4.961% | 4.961% | 4.961% | 4.961% | 4.961% | 4.961%
[9 empty] | TRG 7 - Constant | 8.074% | 7.931% | 7.788% | 7.645% | 7.503% | 7.36% | 7.217% | 7.074% | 6.931% | 6.788% | 6.645% | 6.503% | 6.36% | 6.217% | 6.074% | 5.994% | 5.914% | 5.834% | 5.754% | 5.674% | 5.594% | 5.514% | 5.434% | 5.354% | 5.274% | 5.274% | 5.274% | 5.274% | 5.274% | 5.274% | 5.274% | 5.274% | 5.274% | 5.274% | 5.274%
[9 empty] | TRG 8 - Low | 8.074% | 7.839% | 7.609% | 7.384% | 7.164% | 6.95% | 6.74% | 6.536% | 6.337% | 6.142% | 5.953% | 5.769% | 5.59% | 5.417% | 5.248% | 5.188% | 5.128% | 5.068% | 5.008% | 4.948% | 4.888% | 4.828% | 4.768% | 4.708% | 4.648% | 4.648% | 4.648% | 4.648% | 4.648% | 4.648% | 4.648% | 4.648% | 4.648% | 4.648% | 4.648%
[9 empty] | TRG 8 - Mid | 8.074% | 7.885% | 7.699% | 7.515% | 7.333% | 7.155% | 6.979% | 6.805% | 6.634% | 6.465% | 6.299% | 6.136% | 5.975% | 5.817% | 5.661% | 5.591% | 5.521% | 5.451% | 5.381% | 5.311% | 5.241% | 5.171% | 5.101% | 5.031% | 4.961% | 4.961% | 4.961% | 4.961% | 4.961% | 4.961% | 4.961% | 4.961% | 4.961% | 4.961% | 4.961%
[9 empty] | TRG 8 - Constant | 8.074% | 7.931% | 7.788% | 7.645% | 7.503% | 7.36% | 7.217% | 7.074% | 6.931% | 6.788% | 6.645% | 6.503% | 6.36% | 6.217% | 6.074% | 5.994% | 5.914% | 5.834% | 5.754% | 5.674% | 5.594% | 5.514% | 5.434% | 5.354% | 5.274% | 5.274% | 5.274% | 5.274% | 5.274% | 5.274% | 5.274% | 5.274% | 5.274% | 5.274% | 5.274%
[9 empty] | TRG 9 - Low | 8.074% | 7.839% | 7.609% | 7.384% | 7.164% | 6.95% | 6.74% | 6.536% | 6.337% | 6.142% | 5.953% | 5.769% | 5.59% | 5.417% | 5.248% | 5.188% | 5.128% | 5.068% | 5.008% | 4.948% | 4.888% | 4.828% | 4.768% | 4.708% | 4.648% | 4.648% | 4.648% | 4.648% | 4.648% | 4.648% | 4.648% | 4.648% | 4.648% | 4.648% | 4.648%
[9 empty] | TRG 9 - Mid | 8.074% | 7.885% | 7.699% | 7.515% | 7.333% | 7.155% | 6.979% | 6.805% | 6.634% | 6.465% | 6.299% | 6.136% | 5.975% | 5.817% | 5.661% | 5.591% | 5.521% | 5.451% | 5.381% | 5.311% | 5.241% | 5.171% | 5.101% | 5.031% | 4.961% | 4.961% | 4.961% | 4.961% | 4.961% | 4.961% | 4.961% | 4.961% | 4.961% | 4.961% | 4.961%
[9 empty] | TRG 9 - Constant | 8.074% | 7.931% | 7.788% | 7.645% | 7.503% | 7.36% | 7.217% | 7.074% | 6.931% | 6.788% | 6.645% | 6.503% | 6.36% | 6.217% | 6.074% | 5.994% | 5.914% | 5.834% | 5.754% | 5.674% | 5.594% | 5.514% | 5.434% | 5.354% | 5.274% | 5.274% | 5.274% | 5.274% | 5.274% | 5.274% | 5.274% | 5.274% | 5.274% | 5.274% | 5.274%
[9 empty] | TRG 10 - Low | 8.074% | 7.839% | 7.609% | 7.384% | 7.164% | 6.95% | 6.74% | 6.536% | 6.337% | 6.142% | 5.953% | 5.769% | 5.59% | 5.417% | 5.248% | 5.188% | 5.128% | 5.068% | 5.008% | 4.948% | 4.888% | 4.828% | 4.768% | 4.708% | 4.648% | 4.648% | 4.648% | 4.648% | 4.648% | 4.648% | 4.648% | 4.648% | 4.648% | 4.648% | 4.648%
[9 empty] | TRG 10 - Mid | 8.074% | 7.885% | 7.699% | 7.515% | 7.333% | 7.155% | 6.979% | 6.805% | 6.634% | 6.465% | 6.299% | 6.136% | 5.975% | 5.817% | 5.661% | 5.591% | 5.521% | 5.451% | 5.381% | 5.311% | 5.241% | 5.171% | 5.101% | 5.031% | 4.961% | 4.961% | 4.961% | 4.961% | 4.961% | 4.961% | 4.961% | 4.961% | 4.961% | 4.961% | 4.961%
[9 empty] | TRG 10 - Constant | 8.074% | 7.931% | 7.788% | 7.645% | 7.503% | 7.36% | 7.217% | 7.074% | 6.931% | 6.788% | 6.645% | 6.503% | 6.36% | 6.217% | 6.074% | 5.994% | 5.914% | 5.834% | 5.754% | 5.674% | 5.594% | 5.514% | 5.434% | 5.354% | 5.274% | 5.274% | 5.274% | 5.274% | 5.274% | 5.274% | 5.274% | 5.274% | 5.274% | 5.274% | 5.274%
[9 empty] | TRG 11 - Low | 8.074% | 7.839% | 7.609% | 7.384% | 7.164% | 6.95% | 6.74% | 6.536% | 6.337% | 6.142% | 5.953% | 5.769% | 5.59% | 5.417% | 5.248% | 5.188% | 5.128% | 5.068% | 5.008% | 4.948% | 4.888% | 4.828% | 4.768% | 4.708% | 4.648% | 4.648% | 4.648% | 4.648% | 4.648% | 4.648% | 4.648% | 4.648% | 4.648% | 4.648% | 4.648%
[9 empty] | TRG 11 - Mid | 8.074% | 7.885% | 7.699% | 7.515% | 7.333% | 7.155% | 6.979% | 6.805% | 6.634% | 6.465% | 6.299% | 6.136% | 5.975% | 5.817% | 5.661% | 5.591% | 5.521% | 5.451% | 5.381% | 5.311% | 5.241% | 5.171% | 5.101% | 5.031% | 4.961% | 4.961% | 4.961% | 4.961% | 4.961% | 4.961% | 4.961% | 4.961% | 4.961% | 4.961% | 4.961%
[9 empty] | TRG 11 - Constant | 8.074% | 7.931% | 7.788% | 7.645% | 7.503% | 7.36% | 7.217% | 7.074% | 6.931% | 6.788% | 6.645% | 6.503% | 6.36% | 6.217% | 6.074% | 5.994% | 5.914% | 5.834% | 5.754% | 5.674% | 5.594% | 5.514% | 5.434% | 5.354% | 5.274% | 5.274% | 5.274% | 5.274% | 5.274% | 5.274% | 5.274% | 5.274% | 5.274% | 5.274% | 5.274%
[9 empty] | TRG 12 - Low | 8.074% | 7.839% | 7.609% | 7.384% | 7.164% | 6.95% | 6.74% | 6.536% | 6.337% | 6.142% | 5.953% | 5.769% | 5.59% | 5.417% | 5.248% | 5.188% | 5.128% | 5.068% | 5.008% | 4.948% | 4.888% | 4.828% | 4.768% | 4.708% | 4.648% | 4.648% | 4.648% | 4.648% | 4.648% | 4.648% | 4.648% | 4.648% | 4.648% | 4.648% | 4.648%
[9 empty] | TRG 12 - Mid | 8.074% | 7.885% | 7.699% | 7.515% | 7.333% | 7.155% | 6.979% | 6.805% | 6.634% | 6.465% | 6.299% | 6.136% | 5.975% | 5.817% | 5.661% | 5.591% | 5.521% | 5.451% | 5.381% | 5.311% | 5.241% | 5.171% | 5.101% | 5.031% | 4.961% | 4.961% | 4.961% | 4.961% | 4.961% | 4.961% | 4.961% | 4.961% | 4.961% | 4.961% | 4.961%
[9 empty] | TRG 12 - Constant | 8.074% | 7.931% | 7.788% | 7.645% | 7.503% | 7.36% | 7.217% | 7.074% | 6.931% | 6.788% | 6.645% | 6.503% | 6.36% | 6.217% | 6.074% | 5.994% | 5.914% | 5.834% | 5.754% | 5.674% | 5.594% | 5.514% | 5.434% | 5.354% | 5.274% | 5.274% | 5.274% | 5.274% | 5.274% | 5.274% | 5.274% | 5.274% | 5.274% | 5.274% | 5.274%
[9 empty] | TRG 13 - Low | 8.074% | 7.839% | 7.609% | 7.384% | 7.164% | 6.95% | 6.74% | 6.536% | 6.337% | 6.142% | 5.953% | 5.769% | 5.59% | 5.417% | 5.248% | 5.188% | 5.128% | 5.068% | 5.008% | 4.948% | 4.888% | 4.828% | 4.768% | 4.708% | 4.648% | 4.648% | 4.648% | 4.648% | 4.648% | 4.648% | 4.648% | 4.648% | 4.648% | 4.648% | 4.648%
[9 empty] | TRG 13 - Mid | 8.074% | 7.885% | 7.699% | 7.515% | 7.333% | 7.155% | 6.979% | 6.805% | 6.634% | 6.465% | 6.299% | 6.136% | 5.975% | 5.817% | 5.661% | 5.591% | 5.521% | 5.451% | 5.381% | 5.311% | 5.241% | 5.171% | 5.101% | 5.031% | 4.961% | 4.961% | 4.961% | 4.961% | 4.961% | 4.961% | 4.961% | 4.961% | 4.961% | 4.961% | 4.961%
[9 empty] | TRG 13 - Constant | 8.074% | 7.931% | 7.788% | 7.645% | 7.503% | 7.36% | 7.217% | 7.074% | 6.931% | 6.788% | 6.645% | 6.503% | 6.36% | 6.217% | 6.074% | 5.994% | 5.914% | 5.834% | 5.754% | 5.674% | 5.594% | 5.514% | 5.434% | 5.354% | 5.274% | 5.274% | 5.274% | 5.274% | 5.274% | 5.274% | 5.274% | 5.274% | 5.274% | 5.274% | 5.274%
[9 empty] | TRG 14 - Low | 8.074% | 7.839% | 7.609% | 7.384% | 7.164% | 6.95% | 6.74% | 6.536% | 6.337% | 6.142% | 5.953% | 5.769% | 5.59% | 5.417% | 5.248% | 5.188% | 5.128% | 5.068% | 5.008% | 4.948% | 4.888% | 4.828% | 4.768% | 4.708% | 4.648% | 4.648% | 4.648% | 4.648% | 4.648% | 4.648% | 4.648% | 4.648% | 4.648% | 4.648% | 4.648%
[9 empty] | TRG 14 - Mid | 8.074% | 7.885% | 7.699% | 7.515% | 7.333% | 7.155% | 6.979% | 6.805% | 6.634% | 6.465% | 6.299% | 6.136% | 5.975% | 5.817% | 5.661% | 5.591% | 5.521% | 5.451% | 5.381% | 5.311% | 5.241% | 5.171% | 5.101% | 5.031% | 4.961% | 4.961% | 4.961% | 4.961% | 4.961% | 4.961% | 4.961% | 4.961% | 4.961% | 4.961% | 4.961%
[9 empty] | TRG 14 - Constant | 8.074% | 7.931% | 7.788% | 7.645% | 7.503% | 7.36% | 7.217% | 7.074% | 6.931% | 6.788% | 6.645% | 6.503% | 6.36% | 6.217% | 6.074% | 5.994% | 5.914% | 5.834% | 5.754% | 5.674% | 5.594% | 5.514% | 5.434% | 5.354% | 5.274% | 5.274% | 5.274% | 5.274% | 5.274% | 5.274% | 5.274% | 5.274% | 5.274% | 5.274% | 5.274%
[9 empty] | TRG 15 - Low | 8.074% | 7.839% | 7.609% | 7.384% | 7.164% | 6.95% | 6.74% | 6.536% | 6.337% | 6.142% | 5.953% | 5.769% | 5.59% | 5.417% | 5.248% | 5.188% | 5.128% | 5.068% | 5.008% | 4.948% | 4.888% | 4.828% | 4.768% | 4.708% | 4.648% | 4.648% | 4.648% | 4.648% | 4.648% | 4.648% | 4.648% | 4.648% | 4.648% | 4.648% | 4.648%
[9 empty] | TRG 15 - Mid | 8.074% | 7.885% | 7.699% | 7.515% | 7.333% | 7.155% | 6.979% | 6.805% | 6.634% | 6.465% | 6.299% | 6.136% | 5.975% | 5.817% | 5.661% | 5.591% | 5.521% | 5.451% | 5.381% | 5.311% | 5.241% | 5.171% | 5.101% | 5.031% | 4.961% | 4.961% | 4.961% | 4.961% | 4.961% | 4.961% | 4.961% | 4.961% | 4.961% | 4.961% | 4.961%
[9 empty] | TRG 15 - Constant | 8.074% | 7.931% | 7.788% | 7.645% | 7.503% | 7.36% | 7.217% | 7.074% | 6.931% | 6.788% | 6.645% | 6.503% | 6.36% | 6.217% | 6.074% | 5.994% | 5.914% | 5.834% | 5.754% | 5.674% | 5.594% | 5.514% | 5.434% | 5.354% | 5.274% | 5.274% | 5.274% | 5.274% | 5.274% | 5.274% | 5.274% | 5.274% | 5.274% | 5.274% | 5.274%
[10 empty] | 2016 | 2017 | 2018 | 2019 | 2020 | 2021 | 2022 | 2023 | 2024 | 2025 | 2026 | 2027 | 2028 | 2029 | 2030 | 2031 | 2032 | 2033 | 2034 | 2035 | 2036 | 2037 | 2038 | 2039 | 2040 | 2041 | 2042 | 2043 | 2044 | 2045 | 2046 | 2047 | 2048 | 2049 | 2050
[6 empty] | Grid Connection Costs |  | Grid Connection Costs (GCC) ($/kW) | TRG 1 - Low | 227.5624 | 227.5624 | 227.5624 | 227.5624 | 227.5624 | 227.5624 | 227.5624 | 227.5624 | 227.5624 | 227.5624 | 227.5624 | 227.5624 | 227.5624 | 227.5624 | 227.5624 | 227.5624 | 227.5624 | 227.5624 | 227.5624 | 227.5624 | 227.5624 | 227.5624 | 227.5624 | 227.5624 | 227.5624 | 227.5624 | 227.5624 | 227.5624 | 227.5624 | 227.5624 | 227.5624 | 227.5624 | 227.5624 | 227.5624 | 227.5624
[9 empty] | TRG 1 - Mid | 227.5624 | 227.5624 | 227.5624 | 227.5624 | 227.5624 | 227.5624 | 227.5624 | 227.5624 | 227.5624 | 227.5624 | 227.5624 | 227.5624 | 227.5624 | 227.5624 | 227.5624 | 227.5624 | 227.5624 | 227.5624 | 227.5624 | 227.5624 | 227.5624 | 227.5624 | 227.5624 | 227.5624 | 227.5624 | 227.5624 | 227.5624 | 227.5624 | 227.5624 | 227.5624 | 227.5624 | 227.5624 | 227.5624 | 227.5624 | 227.5624
[9 empty] | TRG 1 - Constant | 227.5624 | 227.5624 | 227.5624 | 227.5624 | 227.5624 | 227.5624 | 227.5624 | 227.5624 | 227.5624 | 227.5624 | 227.5624 | 227.5624 | 227.5624 | 227.5624 | 227.5624 | 227.5624 | 227.5624 | 227.5624 | 227.5624 | 227.5624 | 227.5624 | 227.5624 | 227.5624 | 227.5624 | 227.5624 | 227.5624 | 227.5624 | 227.5624 | 227.5624 | 227.5624 | 227.5624 | 227.5624 | 227.5624 | 227.5624 | 227.5624
[9 empty] | TRG 2 - Low | 273.4817 | 273.4817 | 273.4817 | 273.4817 | 273.4817 | 273.4817 | 273.4817 | 273.4817 | 273.4817 | 273.4817 | 273.4817 | 273.4817 | 273.4817 | 273.4817 | 273.4817 | 273.4817 | 273.4817 | 273.4817 | 273.4817 | 273.4817 | 273.4817 | 273.4817 | 273.4817 | 273.4817 | 273.4817 | 273.4817 | 273.4817 | 273.4817 | 273.4817 | 273.4817 | 273.4817 | 273.4817 | 273.4817 | 273.4817 | 273.4817
[9 empty] | TRG 2 - Mid | 273.4817 | 273.4817 | 273.4817 | 273.4817 | 273.4817 | 273.4817 | 273.4817 | 273.4817 | 273.4817 | 273.4817 | 273.4817 | 273.4817 | 273.4817 | 273.4817 | 273.4817 | 273.4817 | 273.4817 | 273.4817 | 273.4817 | 273.4817 | 273.4817 | 273.4817 | 273.4817 | 273.4817 | 273.4817 | 273.4817 | 273.4817 | 273.4817 | 273.4817 | 273.4817 | 273.4817 | 273.4817 | 273.4817 | 273.4817 | 273.4817
[9 empty] | TRG 2 - Constant | 273.4817 | 273.4817 | 273.4817 | 273.4817 | 273.4817 | 273.4817 | 273.4817 | 273.4817 | 273.4817 | 273.4817 | 273.4817 | 273.4817 | 273.4817 | 273.4817 | 273.4817 | 273.4817 | 273.4817 | 273.4817 | 273.4817 | 273.4817 | 273.4817 | 273.4817 | 273.4817 | 273.4817 | 273.4817 | 273.4817 | 273.4817 | 273.4817 | 273.4817 | 273.4817 | 273.4817 | 273.4817 | 273.4817 | 273.4817 | 273.4817
[9 empty] | TRG 3 - Low | 355.6863 | 355.6863 | 355.6863 | 355.6863 | 355.6863 | 355.6863 | 355.6863 | 355.6863 | 355.6863 | 355.6863 | 355.6863 | 355.6863 | 355.6863 | 355.6863 | 355.6863 | 355.6863 | 355.6863 | 355.6863 | 355.6863 | 355.6863 | 355.6863 | 355.6863 | 355.6863 | 355.6863 | 355.6863 | 355.6863 | 355.6863 | 355.6863 | 355.6863 | 355.6863 | 355.6863 | 355.6863 | 355.6863 | 355.6863 | 355.6863
[9 empty] | TRG 3 - Mid | 355.6863 | 355.6863 | 355.6863 | 355.6863 | 355.6863 | 355.6863 | 355.6863 | 355.6863 | 355.6863 | 355.6863 | 355.6863 | 355.6863 | 355.6863 | 355.6863 | 355.6863 | 355.6863 | 355.6863 | 355.6863 | 355.6863 | 355.6863 | 355.6863 | 355.6863 | 355.6863 | 355.6863 | 355.6863 | 355.6863 | 355.6863 | 355.6863 | 355.6863 | 355.6863 | 355.6863 | 355.6863 | 355.6863 | 355.6863 | 355.6863
[9 empty] | TRG 3 - Constant | 355.6863 | 355.6863 | 355.6863 | 355.6863 | 355.6863 | 355.6863 | 355.6863 | 355.6863 | 355.6863 | 355.6863 | 355.6863 | 355.6863 | 355.6863 | 355.6863 | 355.6863 | 355.6863 | 355.6863 | 355.6863 | 355.6863 | 355.6863 | 355.6863 | 355.6863 | 355.6863 | 355.6863 | 355.6863 | 355.6863 | 355.6863 | 355.6863 | 355.6863 | 355.6863 | 355.6863 | 355.6863 | 355.6863 | 355.6863 | 355.6863
[9 empty] | TRG 4 - Low | 588.2321 | 588.2321 | 588.2321 | 588.2321 | 588.2321 | 588.2321 | 588.2321 | 588.2321 | 588.2321 | 588.2321 | 588.2321 | 588.2321 | 588.2321 | 588.2321 | 588.2321 | 588.2321 | 588.2321 | 588.2321 | 588.2321 | 588.2321 | 588.2321 | 588.2321 | 588.2321 | 588.2321 | 588.2321 | 588.2321 | 588.2321 | 588.2321 | 588.2321 | 588.2321 | 588.2321 | 588.2321 | 588.2321 | 588.2321 | 588.2321
[9 empty] | TRG 4 - Mid | 588.2321 | 588.2321 | 588.2321 | 588.2321 | 588.2321 | 588.2321 | 588.2321 | 588.2321 | 588.2321 | 588.2321 | 588.2321 | 588.2321 | 588.2321 | 588.2321 | 588.2321 | 588.2321 | 588.2321 | 588.2321 | 588.2321 | 588.2321 | 588.2321 | 588.2321 | 588.2321 | 588.2321 | 588.2321 | 588.2321 | 588.2321 | 588.2321 | 588.2321 | 588.2321 | 588.2321 | 588.2321 | 588.2321 | 588.2321 | 588.2321
[9 empty] | TRG 4 - Constant | 588.2321 | 588.2321 | 588.2321 | 588.2321 | 588.2321 | 588.2321 | 588.2321 | 588.2321 | 588.2321 | 588.2321 | 588.2321 | 588.2321 | 588.2321 | 588.2321 | 588.2321 | 588.2321 | 588.2321 | 588.2321 | 588.2321 | 588.2321 | 588.2321 | 588.2321 | 588.2321 | 588.2321 | 588.2321 | 588.2321 | 588.2321 | 588.2321 | 588.2321 | 588.2321 | 588.2321 | 588.2321 | 588.2321 | 588.2321 | 588.2321
[9 empty] | TRG 5 - Low | 887.0222 | 887.0222 | 887.0222 | 887.0222 | 887.0222 | 887.0222 | 887.0222 | 887.0222 | 887.0222 | 887.0222 | 887.0222 | 887.0222 | 887.0222 | 887.0222 | 887.0222 | 887.0222 | 887.0222 | 887.0222 | 887.0222 | 887.0222 | 887.0222 | 887.0222 | 887.0222 | 887.0222 | 887.0222 | 887.0222 | 887.0222 | 887.0222 | 887.0222 | 887.0222 | 887.0222 | 887.0222 | 887.0222 | 887.0222 | 887.0222
[9 empty] | TRG 5 - Mid | 887.0222 | 887.0222 | 887.0222 | 887.0222 | 887.0222 | 887.0222 | 887.0222 | 887.0222 | 887.0222 | 887.0222 | 887.0222 | 887.0222 | 887.0222 | 887.0222 | 887.0222 | 887.0222 | 887.0222 | 887.0222 | 887.0222 | 887.0222 | 887.0222 | 887.0222 | 887.0222 | 887.0222 | 887.0222 | 887.0222 | 887.0222 | 887.0222 | 887.0222 | 887.0222 | 887.0222 | 887.0222 | 887.0222 | 887.0222 | 887.0222
[9 empty] | TRG 5 - Constant | 887.0222 | 887.0222 | 887.0222 | 887.0222 | 887.0222 | 887.0222 | 887.0222 | 887.0222 | 887.0222 | 887.0222 | 887.0222 | 887.0222 | 887.0222 | 887.0222 | 887.0222 | 887.0222 | 887.0222 | 887.0222 | 887.0222 | 887.0222 | 887.0222 | 887.0222 | 887.0222 | 887.0222 | 887.0222 | 887.0222 | 887.0222 | 887.0222 | 887.0222 | 887.0222 | 887.0222 | 887.0222 | 887.0222 | 887.0222 | 887.0222
[9 empty] | TRG 6 - Low | 478.6224 | 478.6224 | 478.6224 | 478.6224 | 478.6224 | 478.6224 | 478.6224 | 478.6224 | 478.6224 | 478.6224 | 478.6224 | 478.6224 | 478.6224 | 478.6224 | 478.6224 | 478.6224 | 478.6224 | 478.6224 | 478.6224 | 478.6224 | 478.6224 | 478.6224 | 478.6224 | 478.6224 | 478.6224 | 478.6224 | 478.6224 | 478.6224 | 478.6224 | 478.6224 | 478.6224 | 478.6224 | 478.6224 | 478.6224 | 478.6224
[9 empty] | TRG 6 - Mid | 478.6224 | 478.6224 | 478.6224 | 478.6224 | 478.6224 | 478.6224 | 478.6224 | 478.6224 | 478.6224 | 478.6224 | 478.6224 | 478.6224 | 478.6224 | 478.6224 | 478.6224 | 478.6224 | 478.6224 | 478.6224 | 478.6224 | 478.6224 | 478.6224 | 478.6224 | 478.6224 | 478.6224 | 478.6224 | 478.6224 | 478.6224 | 478.6224 | 478.6224 | 478.6224 | 478.6224 | 478.6224 | 478.6224 | 478.6224 | 478.6224
[9 empty] | TRG 6 - Constant | 478.6224 | 478.6224 | 478.6224 | 478.6224 | 478.6224 | 478.6224 | 478.6224 | 478.6224 | 478.6224 | 478.6224 | 478.6224 | 478.6224 | 478.6224 | 478.6224 | 478.6224 | 478.6224 | 478.6224 | 478.6224 | 478.6224 | 478.6224 | 478.6224 | 478.6224 | 478.6224 | 478.6224 | 478.6224 | 478.6224 | 478.6224 | 478.6224 | 478.6224 | 478.6224 | 478.6224 | 478.6224 | 478.6224 | 478.6224 | 478.6224
[9 empty] | TRG 7 - Low | 656.8083 | 656.8083 | 656.8083 | 656.8083 | 656.8083 | 656.8083 | 656.8083 | 656.8083 | 656.8083 | 656.8083 | 656.8083 | 656.8083 | 656.8083 | 656.8083 | 656.8083 | 656.8083 | 656.8083 | 656.8083 | 656.8083 | 656.8083 | 656.8083 | 656.8083 | 656.8083 | 656.8083 | 656.8083 | 656.8083 | 656.8083 | 656.8083 | 656.8083 | 656.8083 | 656.8083 | 656.8083 | 656.8083 | 656.8083 | 656.8083
[9 empty] | TRG 7 - Mid | 656.8083 | 656.8083 | 656.8083 | 656.8083 | 656.8083 | 656.8083 | 656.8083 | 656.8083 | 656.8083 | 656.8083 | 656.8083 | 656.8083 | 656.8083 | 656.8083 | 656.8083 | 656.8083 | 656.8083 | 656.8083 | 656.8083 | 656.8083 | 656.8083 | 656.8083 | 656.8083 | 656.8083 | 656.8083 | 656.8083 | 656.8083 | 656.8083 | 656.8083 | 656.8083 | 656.8083 | 656.8083 | 656.8083 | 656.8083 | 656.8083
[9 empty] | TRG 7 - Constant | 656.8083 | 656.8083 | 656.8083 | 656.8083 | 656.8083 | 656.8083 | 656.8083 | 656.8083 | 656.8083 | 656.8083 | 656.8083 | 656.8083 | 656.8083 | 656.8083 | 656.8083 | 656.8083 | 656.8083 | 656.8083 | 656.8083 | 656.8083 | 656.8083 | 656.8083 | 656.8083 | 656.8083 | 656.8083 | 656.8083 | 656.8083 | 656.8083 | 656.8083 | 656.8083 | 656.8083 | 656.8083 | 656.8083 | 656.8083 | 656.8083
[9 empty] | TRG 8 - Low | 729.5272 | 729.5272 | 729.5272 | 729.5272 | 729.5272 | 729.5272 | 729.5272 | 729.5272 | 729.5272 | 729.5272 | 729.5272 | 729.5272 | 729.5272 | 729.5272 | 729.5272 | 729.5272 | 729.5272 | 729.5272 | 729.5272 | 729.5272 | 729.5272 | 729.5272 | 729.5272 | 729.5272 | 729.5272 | 729.5272 | 729.5272 | 729.5272 | 729.5272 | 729.5272 | 729.5272 | 729.5272 | 729.5272 | 729.5272 | 729.5272
[9 empty] | TRG 8 - Mid | 729.5272 | 729.5272 | 729.5272 | 729.5272 | 729.5272 | 729.5272 | 729.5272 | 729.5272 | 729.5272 | 729.5272 | 729.5272 | 729.5272 | 729.5272 | 729.5272 | 729.5272 | 729.5272 | 729.5272 | 729.5272 | 729.5272 | 729.5272 | 729.5272 | 729.5272 | 729.5272 | 729.5272 | 729.5272 | 729.5272 | 729.5272 | 729.5272 | 729.5272 | 729.5272 | 729.5272 | 729.5272 | 729.5272 | 729.5272 | 729.5272
[9 empty] | TRG 8 - Constant | 729.5272 | 729.5272 | 729.5272 | 729.5272 | 729.5272 | 729.5272 | 729.5272 | 729.5272 | 729.5272 | 729.5272 | 729.5272 | 729.5272 | 729.5272 | 729.5272 | 729.5272 | 729.5272 | 729.5272 | 729.5272 | 729.5272 | 729.5272 | 729.5272 | 729.5272 | 729.5272 | 729.5272 | 729.5272 | 729.5272 | 729.5272 | 729.5272 | 729.5272 | 729.5272 | 729.5272 | 729.5272 | 729.5272 | 729.5272 | 729.5272
[9 empty] | TRG 9 - Low | 891.7245 | 891.7245 | 891.7245 | 891.7245 | 891.7245 | 891.7245 | 891.7245 | 891.7245 | 891.7245 | 891.7245 | 891.7245 | 891.7245 | 891.7245 | 891.7245 | 891.7245 | 891.7245 | 891.7245 | 891.7245 | 891.7245 | 891.7245 | 891.7245 | 891.7245 | 891.7245 | 891.7245 | 891.7245 | 891.7245 | 891.7245 | 891.7245 | 891.7245 | 891.7245 | 891.7245 | 891.7245 | 891.7245 | 891.7245 | 891.7245
[9 empty] | TRG 9 - Mid | 891.7245 | 891.7245 | 891.7245 | 891.7245 | 891.7245 | 891.7245 | 891.7245 | 891.7245 | 891.7245 | 891.7245 | 891.7245 | 891.7245 | 891.7245 | 891.7245 | 891.7245 | 891.7245 | 891.7245 | 891.7245 | 891.7245 | 891.7245 | 891.7245 | 891.7245 | 891.7245 | 891.7245 | 891.7245 | 891.7245 | 891.7245 | 891.7245 | 891.7245 | 891.7245 | 891.7245 | 891.7245 | 891.7245 | 891.7245 | 891.7245
[9 empty] | TRG 9 - Constant | 891.7245 | 891.7245 | 891.7245 | 891.7245 | 891.7245 | 891.7245 | 891.7245 | 891.7245 | 891.7245 | 891.7245 | 891.7245 | 891.7245 | 891.7245 | 891.7245 | 891.7245 | 891.7245 | 891.7245 | 891.7245 | 891.7245 | 891.7245 | 891.7245 | 891.7245 | 891.7245 | 891.7245 | 891.7245 | 891.7245 | 891.7245 | 891.7245 | 891.7245 | 891.7245 | 891.7245 | 891.7245 | 891.7245 | 891.7245 | 891.7245
[9 empty] | TRG 10 - Low | 1038.1928 | 1038.1928 | 1038.1928 | 1038.1928 | 1038.1928 | 1038.1928 | 1038.1928 | 1038.1928 | 1038.1928 | 1038.1928 | 1038.1928 | 1038.1928 | 1038.1928 | 1038.1928 | 1038.1928 | 1038.1928 | 1038.1928 | 1038.1928 | 1038.1928 | 1038.1928 | 1038.1928 | 1038.1928 | 1038.1928 | 1038.1928 | 1038.1928 | 1038.1928 | 1038.1928 | 1038.1928 | 1038.1928 | 1038.1928 | 1038.1928 | 1038.1928 | 1038.1928 | 1038.1928 | 1038.1928
[9 empty] | TRG 10 - Mid | 1038.1928 | 1038.1928 | 1038.1928 | 1038.1928 | 1038.1928 | 1038.1928 | 1038.1928 | 1038.1928 | 1038.1928 | 1038.1928 | 1038.1928 | 1038.1928 | 1038.1928 | 1038.1928 | 1038.1928 | 1038.1928 | 1038.1928 | 1038.1928 | 1038.1928 | 1038.1928 | 1038.1928 | 1038.1928 | 1038.1928 | 1038.1928 | 1038.1928 | 1038.1928 | 1038.1928 | 1038.1928 | 1038.1928 | 1038.1928 | 1038.1928 | 1038.1928 | 1038.1928 | 1038.1928 | 1038.1928
[9 empty] | TRG 10 - Constant | 1038.1928 | 1038.1928 | 1038.1928 | 1038.1928 | 1038.1928 | 1038.1928 | 1038.1928 | 1038.1928 | 1038.1928 | 1038.1928 | 1038.1928 | 1038.1928 | 1038.1928 | 1038.1928 | 1038.1928 | 1038.1928 | 1038.1928 | 1038.1928 | 1038.1928 | 1038.1928 | 1038.1928 | 1038.1928 | 1038.1928 | 1038.1928 | 1038.1928 | 1038.1928 | 1038.1928 | 1038.1928 | 1038.1928 | 1038.1928 | 1038.1928 | 1038.1928 | 1038.1928 | 1038.1928 | 1038.1928
[9 empty] | TRG 11 - Low | 1148.6629 | 1148.6629 | 1148.6629 | 1148.6629 | 1148.6629 | 1148.6629 | 1148.6629 | 1148.6629 | 1148.6629 | 1148.6629 | 1148.6629 | 1148.6629 | 1148.6629 | 1148.6629 | 1148.6629 | 1148.6629 | 1148.6629 | 1148.6629 | 1148.6629 | 1148.6629 | 1148.6629 | 1148.6629 | 1148.6629 | 1148.6629 | 1148.6629 | 1148.6629 | 1148.6629 | 1148.6629 | 1148.6629 | 1148.6629 | 1148.6629 | 1148.6629 | 1148.6629 | 1148.6629 | 1148.6629
[9 empty] | TRG 11 - Mid | 1148.6629 | 1148.6629 | 1148.6629 | 1148.6629 | 1148.6629 | 1148.6629 | 1148.6629 | 1148.6629 | 1148.6629 | 1148.6629 | 1148.6629 | 1148.6629 | 1148.6629 | 1148.6629 | 1148.6629 | 1148.6629 | 1148.6629 | 1148.6629 | 1148.6629 | 1148.6629 | 1148.6629 | 1148.6629 | 1148.6629 | 1148.6629 | 1148.6629 | 1148.6629 | 1148.6629 | 1148.6629 | 1148.6629 | 1148.6629 | 1148.6629 | 1148.6629 | 1148.6629 | 1148.6629 | 1148.6629
[9 empty] | TRG 11 - Constant | 1148.6629 | 1148.6629 | 1148.6629 | 1148.6629 | 1148.6629 | 1148.6629 | 1148.6629 | 1148.6629 | 1148.6629 | 1148.6629 | 1148.6629 | 1148.6629 | 1148.6629 | 1148.6629 | 1148.6629 | 1148.6629 | 1148.6629 | 1148.6629 | 1148.6629 | 1148.6629 | 1148.6629 | 1148.6629 | 1148.6629 | 1148.6629 | 1148.6629 | 1148.6629 | 1148.6629 | 1148.6629 | 1148.6629 | 1148.6629 | 1148.6629 | 1148.6629 | 1148.6629 | 1148.6629 | 1148.6629
[9 empty] | TRG 12 - Low | 1129.9176 | 1129.9176 | 1129.9176 | 1129.9176 | 1129.9176 | 1129.9176 | 1129.9176 | 1129.9176 | 1129.9176 | 1129.9176 | 1129.9176 | 1129.9176 | 1129.9176 | 1129.9176 | 1129.9176 | 1129.9176 | 1129.9176 | 1129.9176 | 1129.9176 | 1129.9176 | 1129.9176 | 1129.9176 | 1129.9176 | 1129.9176 | 1129.9176 | 1129.9176 | 1129.9176 | 1129.9176 | 1129.9176 | 1129.9176 | 1129.9176 | 1129.9176 | 1129.9176 | 1129.9176 | 1129.9176
[9 empty] | TRG 12 - Mid | 1129.9176 | 1129.9176 | 1129.9176 | 1129.9176 | 1129.9176 | 1129.9176 | 1129.9176 | 1129.9176 | 1129.9176 | 1129.9176 | 1129.9176 | 1129.9176 | 1129.9176 | 1129.9176 | 1129.9176 | 1129.9176 | 1129.9176 | 1129.9176 | 1129.9176 | 1129.9176 | 1129.9176 | 1129.9176 | 1129.9176 | 1129.9176 | 1129.9176 | 1129.9176 | 1129.9176 | 1129.9176 | 1129.9176 | 1129.9176 | 1129.9176 | 1129.9176 | 1129.9176 | 1129.9176 | 1129.9176
[9 empty] | TRG 12 - Constant | 1129.9176 | 1129.9176 | 1129.9176 | 1129.9176 | 1129.9176 | 1129.9176 | 1129.9176 | 1129.9176 | 1129.9176 | 1129.9176 | 1129.9176 | 1129.9176 | 1129.9176 | 1129.9176 | 1129.9176 | 1129.9176 | 1129.9176 | 1129.9176 | 1129.9176 | 1129.9176 | 1129.9176 | 1129.9176 | 1129.9176 | 1129.9176 | 1129.9176 | 1129.9176 | 1129.9176 | 1129.9176 | 1129.9176 | 1129.9176 | 1129.9176 | 1129.9176 | 1129.9176 | 1129.9176 | 1129.9176
[9 empty] | TRG 13 - Low | 1189.838 | 1189.838 | 1189.838 | 1189.838 | 1189.838 | 1189.838 | 1189.838 | 1189.838 | 1189.838 | 1189.838 | 1189.838 | 1189.838 | 1189.838 | 1189.838 | 1189.838 | 1189.838 | 1189.838 | 1189.838 | 1189.838 | 1189.838 | 1189.838 | 1189.838 | 1189.838 | 1189.838 | 1189.838 | 1189.838 | 1189.838 | 1189.838 | 1189.838 | 1189.838 | 1189.838 | 1189.838 | 1189.838 | 1189.838 | 1189.838
[9 empty] | TRG 13 - Mid | 1189.838 | 1189.838 | 1189.838 | 1189.838 | 1189.838 | 1189.838 | 1189.838 | 1189.838 | 1189.838 | 1189.838 | 1189.838 | 1189.838 | 1189.838 | 1189.838 | 1189.838 | 1189.838 | 1189.838 | 1189.838 | 1189.838 | 1189.838 | 1189.838 | 1189.838 | 1189.838 | 1189.838 | 1189.838 | 1189.838 | 1189.838 | 1189.838 | 1189.838 | 1189.838 | 1189.838 | 1189.838 | 1189.838 | 1189.838 | 1189.838
[9 empty] | TRG 13 - Constant | 1189.838 | 1189.838 | 1189.838 | 1189.838 | 1189.838 | 1189.838 | 1189.838 | 1189.838 | 1189.838 | 1189.838 | 1189.838 | 1189.838 | 1189.838 | 1189.838 | 1189.838 | 1189.838 | 1189.838 | 1189.838 | 1189.838 | 1189.838 | 1189.838 | 1189.838 | 1189.838 | 1189.838 | 1189.838 | 1189.838 | 1189.838 | 1189.838 | 1189.838 | 1189.838 | 1189.838 | 1189.838 | 1189.838 | 1189.838 | 1189.838
[9 empty] | TRG 14 - Low | 1203.3379 | 1203.3379 | 1203.3379 | 1203.3379 | 1203.3379 | 1203.3379 | 1203.3379 | 1203.3379 | 1203.3379 | 1203.3379 | 1203.3379 | 1203.3379 | 1203.3379 | 1203.3379 | 1203.3379 | 1203.3379 | 1203.3379 | 1203.3379 | 1203.3379 | 1203.3379 | 1203.3379 | 1203.3379 | 1203.3379 | 1203.3379 | 1203.3379 | 1203.3379 | 1203.3379 | 1203.3379 | 1203.3379 | 1203.3379 | 1203.3379 | 1203.3379 | 1203.3379 | 1203.3379 | 1203.3379
[9 empty] | TRG 14 - Mid | 1203.3379 | 1203.3379 | 1203.3379 | 1203.3379 | 1203.3379 | 1203.3379 | 1203.3379 | 1203.3379 | 1203.3379 | 1203.3379 | 1203.3379 | 1203.3379 | 1203.3379 | 1203.3379 | 1203.3379 | 1203.3379 | 1203.3379 | 1203.3379 | 1203.3379 | 1203.3379 | 1203.3379 | 1203.3379 | 1203.3379 | 1203.3379 | 1203.3379 | 1203.3379 | 1203.3379 | 1203.3379 | 1203.3379 | 1203.3379 | 1203.3379 | 1203.3379 | 1203.3379 | 1203.3379 | 1203.3379
[9 empty] | TRG 14 - Constant | 1203.3379 | 1203.3379 | 1203.3379 | 1203.3379 | 1203.3379 | 1203.3379 | 1203.3379 | 1203.3379 | 1203.3379 | 1203.3379 | 1203.3379 | 1203.3379 | 1203.3379 | 1203.3379 | 1203.3379 | 1203.3379 | 1203.3379 | 1203.3379 | 1203.3379 | 1203.3379 | 1203.3379 | 1203.3379 | 1203.3379 | 1203.3379 | 1203.3379 | 1203.3379 | 1203.3379 | 1203.3379 | 1203.3379 | 1203.3379 | 1203.3379 | 1203.3379 | 1203.3379 | 1203.3379 | 1203.3379
[9 empty] | TRG 15 - Low | 1456.3586 | 1456.3586 | 1456.3586 | 1456.3586 | 1456.3586 | 1456.3586 | 1456.3586 | 1456.3586 | 1456.3586 | 1456.3586 | 1456.3586 | 1456.3586 | 1456.3586 | 1456.3586 | 1456.3586 | 1456.3586 | 1456.3586 | 1456.3586 | 1456.3586 | 1456.3586 | 1456.3586 | 1456.3586 | 1456.3586 | 1456.3586 | 1456.3586 | 1456.3586 | 1456.3586 | 1456.3586 | 1456.3586 | 1456.3586 | 1456.3586 | 1456.3586 | 1456.3586 | 1456.3586 | 1456.3586
[9 empty] | TRG 15 - Mid | 1456.3586 | 1456.3586 | 1456.3586 | 1456.3586 | 1456.3586 | 1456.3586 | 1456.3586 | 1456.3586 | 1456.3586 | 1456.3586 | 1456.3586 | 1456.3586 | 1456.3586 | 1456.3586 | 1456.3586 | 1456.3586 | 1456.3586 | 1456.3586 | 1456.3586 | 1456.3586 | 1456.3586 | 1456.3586 | 1456.3586 | 1456.3586 | 1456.3586 | 1456.3586 | 1456.3586 | 1456.3586 | 1456.3586 | 1456.3586 | 1456.3586 | 1456.3586 | 1456.3586 | 1456.3586 | 1456.3586
[9 empty] | TRG 15 - Constant | 1456.3586 | 1456.3586 | 1456.3586 | 1456.3586 | 1456.3586 | 1456.3586 | 1456.3586 | 1456.3586 | 1456.3586 | 1456.3586 | 1456.3586 | 1456.3586 | 1456.3586 | 1456.3586 | 1456.3586 | 1456.3586 | 1456.3586 | 1456.3586 | 1456.3586 | 1456.3586 | 1456.3586 | 1456.3586 | 1456.3586 | 1456.3586 | 1456.3586 | 1456.3586 | 1456.3586 | 1456.3586 | 1456.3586 | 1456.3586 | 1456.3586 | 1456.3586 | 1456.3586 | 1456.3586 | 1456.3586
[10 empty] | 2016 | 2017 | 2018 | 2019 | 2020 | 2021 | 2022 | 2023 | 2024 | 2025 | 2026 | 2027 | 2028 | 2029 | 2030 | 2031 | 2032 | 2033 | 2034 | 2035 | 2036 | 2037 | 2038 | 2039 | 2040 | 2041 | 2042 | 2043 | 2044 | 2045 | 2046 | 2047 | 2048 | 2049 | 2050
[8 empty] | Offshore Spur Line Costs ($/kW) | TRG 1 - Low | 227.5624 | 227.5624 | 227.5624 | 227.5624 | 227.5624 | 227.5624 | 227.5624 | 227.5624 | 227.5624 | 227.5624 | 227.5624 | 227.5624 | 227.5624 | 227.5624 | 227.5624 | 227.5624 | 227.5624 | 227.5624 | 227.5624 | 227.5624 | 227.5624 | 227.5624 | 227.5624 | 227.5624 | 227.5624 | 227.5624 | 227.5624 | 227.5624 | 227.5624 | 227.5624 | 227.5624 | 227.5624 | 227.5624 | 227.5624 | 227.5624
[9 empty] | TRG 1 - Mid | 227.5624 | 227.5624 | 227.5624 | 227.5624 | 227.5624 | 227.5624 | 227.5624 | 227.5624 | 227.5624 | 227.5624 | 227.5624 | 227.5624 | 227.5624 | 227.5624 | 227.5624 | 227.5624 | 227.5624 | 227.5624 | 227.5624 | 227.5624 | 227.5624 | 227.5624 | 227.5624 | 227.5624 | 227.5624 | 227.5624 | 227.5624 | 227.5624 | 227.5624 | 227.5624 | 227.5624 | 227.5624 | 227.5624 | 227.5624 | 227.5624
[9 empty] | TRG 1 - Constant | 227.5624 | 227.5624 | 227.5624 | 227.5624 | 227.5624 | 227.5624 | 227.5624 | 227.5624 | 227.5624 | 227.5624 | 227.5624 | 227.5624 | 227.5624 | 227.5624 | 227.5624 | 227.5624 | 227.5624 | 227.5624 | 227.5624 | 227.5624 | 227.5624 | 227.5624 | 227.5624 | 227.5624 | 227.5624 | 227.5624 | 227.5624 | 227.5624 | 227.5624 | 227.5624 | 227.5624 | 227.5624 | 227.5624 | 227.5624 | 227.5624
[9 empty] | TRG 2 - Low | 273.4817 | 273.4817 | 273.4817 | 273.4817 | 273.4817 | 273.4817 | 273.4817 | 273.4817 | 273.4817 | 273.4817 | 273.4817 | 273.4817 | 273.4817 | 273.4817 | 273.4817 | 273.4817 | 273.4817 | 273.4817 | 273.4817 | 273.4817 | 273.4817 | 273.4817 | 273.4817 | 273.4817 | 273.4817 | 273.4817 | 273.4817 | 273.4817 | 273.4817 | 273.4817 | 273.4817 | 273.4817 | 273.4817 | 273.4817 | 273.4817
[9 empty] | TRG 2 - Mid | 273.4817 | 273.4817 | 273.4817 | 273.4817 | 273.4817 | 273.4817 | 273.4817 | 273.4817 | 273.4817 | 273.4817 | 273.4817 | 273.4817 | 273.4817 | 273.4817 | 273.4817 | 273.4817 | 273.4817 | 273.4817 | 273.4817 | 273.4817 | 273.4817 | 273.4817 | 273.4817 | 273.4817 | 273.4817 | 273.4817 | 273.4817 | 273.4817 | 273.4817 | 273.4817 | 273.4817 | 273.4817 | 273.4817 | 273.4817 | 273.4817
[9 empty] | TRG 2 - Constant | 273.4817 | 273.4817 | 273.4817 | 273.4817 | 273.4817 | 273.4817 | 273.4817 | 273.4817 | 273.4817 | 273.4817 | 273.4817 | 273.4817 | 273.4817 | 273.4817 | 273.4817 | 273.4817 | 273.4817 | 273.4817 | 273.4817 | 273.4817 | 273.4817 | 273.4817 | 273.4817 | 273.4817 | 273.4817 | 273.4817 | 273.4817 | 273.4817 | 273.4817 | 273.4817 | 273.4817 | 273.4817 | 273.4817 | 273.4817 | 273.4817
[9 empty] | TRG 3 - Low | 355.6863 | 355.6863 | 355.6863 | 355.6863 | 355.6863 | 355.6863 | 355.6863 | 355.6863 | 355.6863 | 355.6863 | 355.6863 | 355.6863 | 355.6863 | 355.6863 | 355.6863 | 355.6863 | 355.6863 | 355.6863 | 355.6863 | 355.6863 | 355.6863 | 355.6863 | 355.6863 | 355.6863 | 355.6863 | 355.6863 | 355.6863 | 355.6863 | 355.6863 | 355.6863 | 355.6863 | 355.6863 | 355.6863 | 355.6863 | 355.6863
[9 empty] | TRG 3 - Mid | 355.6863 | 355.6863 | 355.6863 | 355.6863 | 355.6863 | 355.6863 | 355.6863 | 355.6863 | 355.6863 | 355.6863 | 355.6863 | 355.6863 | 355.6863 | 355.6863 | 355.6863 | 355.6863 | 355.6863 | 355.6863 | 355.6863 | 355.6863 | 355.6863 | 355.6863 | 355.6863 | 355.6863 | 355.6863 | 355.6863 | 355.6863 | 355.6863 | 355.6863 | 355.6863 | 355.6863 | 355.6863 | 355.6863 | 355.6863 | 355.6863
[9 empty] | TRG 3 - Constant | 355.6863 | 355.6863 | 355.6863 | 355.6863 | 355.6863 | 355.6863 | 355.6863 | 355.6863 | 355.6863 | 355.6863 | 355.6863 | 355.6863 | 355.6863 | 355.6863 | 355.6863 | 355.6863 | 355.6863 | 355.6863 | 355.6863 | 355.6863 | 355.6863 | 355.6863 | 355.6863 | 355.6863 | 355.6863 | 355.6863 | 355.6863 | 355.6863 | 355.6863 | 355.6863 | 355.6863 | 355.6863 | 355.6863 | 355.6863 | 355.6863
[9 empty] | TRG 4 - Low | 588.2321 | 588.2321 | 588.2321 | 588.2321 | 588.2321 | 588.2321 | 588.2321 | 588.2321 | 588.2321 | 588.2321 | 588.2321 | 588.2321 | 588.2321 | 588.2321 | 588.2321 | 588.2321 | 588.2321 | 588.2321 | 588.2321 | 588.2321 | 588.2321 | 588.2321 | 588.2321 | 588.2321 | 588.2321 | 588.2321 | 588.2321 | 588.2321 | 588.2321 | 588.2321 | 588.2321 | 588.2321 | 588.2321 | 588.2321 | 588.2321
[9 empty] | TRG 4 - Mid | 588.2321 | 588.2321 | 588.2321 | 588.2321 | 588.2321 | 588.2321 | 588.2321 | 588.2321 | 588.2321 | 588.2321 | 588.2321 | 588.2321 | 588.2321 | 588.2321 | 588.2321 | 588.2321 | 588.2321 | 588.2321 | 588.2321 | 588.2321 | 588.2321 | 588.2321 | 588.2321 | 588.2321 | 588.2321 | 588.2321 | 588.2321 | 588.2321 | 588.2321 | 588.2321 | 588.2321 | 588.2321 | 588.2321 | 588.2321 | 588.2321
[9 empty] | TRG 4 - Constant | 588.2321 | 588.2321 | 588.2321 | 588.2321 | 588.2321 | 588.2321 | 588.2321 | 588.2321 | 588.2321 | 588.2321 | 588.2321 | 588.2321 | 588.2321 | 588.2321 | 588.2321 | 588.2321 | 588.2321 | 588.2321 | 588.2321 | 588.2321 | 588.2321 | 588.2321 | 588.2321 | 588.2321 | 588.2321 | 588.2321 | 588.2321 | 588.2321 | 588.2321 | 588.2321 | 588.2321 | 588.2321 | 588.2321 | 588.2321 | 588.2321
[9 empty] | TRG 5 - Low | 887.0222 | 887.0222 | 887.0222 | 887.0222 | 887.0222 | 887.0222 | 887.0222 | 887.0222 | 887.0222 | 887.0222 | 887.0222 | 887.0222 | 887.0222 | 887.0222 | 887.0222 | 887.0222 | 887.0222 | 887.0222 | 887.0222 | 887.0222 | 887.0222 | 887.0222 | 887.0222 | 887.0222 | 887.0222 | 887.0222 | 887.0222 | 887.0222 | 887.0222 | 887.0222 | 887.0222 | 887.0222 | 887.0222 | 887.0222 | 887.0222
[9 empty] | TRG 5 - Mid | 887.0222 | 887.0222 | 887.0222 | 887.0222 | 887.0222 | 887.0222 | 887.0222 | 887.0222 | 887.0222 | 887.0222 | 887.0222 | 887.0222 | 887.0222 | 887.0222 | 887.0222 | 887.0222 | 887.0222 | 887.0222 | 887.0222 | 887.0222 | 887.0222 | 887.0222 | 887.0222 | 887.0222 | 887.0222 | 887.0222 | 887.0222 | 887.0222 | 887.0222 | 887.0222 | 887.0222 | 887.0222 | 887.0222 | 887.0222 | 887.0222
[9 empty] | TRG 5 - Constant | 887.0222 | 887.0222 | 887.0222 | 887.0222 | 887.0222 | 887.0222 | 887.0222 | 887.0222 | 887.0222 | 887.0222 | 887.0222 | 887.0222 | 887.0222 | 887.0222 | 887.0222 | 887.0222 | 887.0222 | 887.0222 | 887.0222 | 887.0222 | 887.0222 | 887.0222 | 887.0222 | 887.0222 | 887.0222 | 887.0222 | 887.0222 | 887.0222 | 887.0222 | 887.0222 | 887.0222 | 887.0222 | 887.0222 | 887.0222 | 887.0222
[9 empty] | TRG 6 - Low | 478.6224 | 478.6224 | 478.6224 | 478.6224 | 478.6224 | 478.6224 | 478.6224 | 478.6224 | 478.6224 | 478.6224 | 478.6224 | 478.6224 | 478.6224 | 478.6224 | 478.6224 | 478.6224 | 478.6224 | 478.6224 | 478.6224 | 478.6224 | 478.6224 | 478.6224 | 478.6224 | 478.6224 | 478.6224 | 478.6224 | 478.6224 | 478.6224 | 478.6224 | 478.6224 | 478.6224 | 478.6224 | 478.6224 | 478.6224 | 478.6224
[9 empty] | TRG 6 - Mid | 478.6224 | 478.6224 | 478.6224 | 478.6224 | 478.6224 | 478.6224 | 478.6224 | 478.6224 | 478.6224 | 478.6224 | 478.6224 | 478.6224 | 478.6224 | 478.6224 | 478.6224 | 478.6224 | 478.6224 | 478.6224 | 478.6224 | 478.6224 | 478.6224 | 478.6224 | 478.6224 | 478.6224 | 478.6224 | 478.6224 | 478.6224 | 478.6224 | 478.6224 | 478.6224 | 478.6224 | 478.6224 | 478.6224 | 478.6224 | 478.6224
[9 empty] | TRG 6 - Constant | 478.6224 | 478.6224 | 478.6224 | 478.6224 | 478.6224 | 478.6224 | 478.6224 | 478.6224 | 478.6224 | 478.6224 | 478.6224 | 478.6224 | 478.6224 | 478.6224 | 478.6224 | 478.6224 | 478.6224 | 478.6224 | 478.6224 | 478.6224 | 478.6224 | 478.6224 | 478.6224 | 478.6224 | 478.6224 | 478.6224 | 478.6224 | 478.6224 | 478.6224 | 478.6224 | 478.6224 | 478.6224 | 478.6224 | 478.6224 | 478.6224
[9 empty] | TRG 7 - Low | 656.8083 | 656.8083 | 656.8083 | 656.8083 | 656.8083 | 656.8083 | 656.8083 | 656.8083 | 656.8083 | 656.8083 | 656.8083 | 656.8083 | 656.8083 | 656.8083 | 656.8083 | 656.8083 | 656.8083 | 656.8083 | 656.8083 | 656.8083 | 656.8083 | 656.8083 | 656.8083 | 656.8083 | 656.8083 | 656.8083 | 656.8083 | 656.8083 | 656.8083 | 656.8083 | 656.8083 | 656.8083 | 656.8083 | 656.8083 | 656.8083
[9 empty] | TRG 7 - Mid | 656.8083 | 656.8083 | 656.8083 | 656.8083 | 656.8083 | 656.8083 | 656.8083 | 656.8083 | 656.8083 | 656.8083 | 656.8083 | 656.8083 | 656.8083 | 656.8083 | 656.8083 | 656.8083 | 656.8083 | 656.8083 | 656.8083 | 656.8083 | 656.8083 | 656.8083 | 656.8083 | 656.8083 | 656.8083 | 656.8083 | 656.8083 | 656.8083 | 656.8083 | 656.8083 | 656.8083 | 656.8083 | 656.8083 | 656.8083 | 656.8083
[9 empty] | TRG 7 - Constant | 656.8083 | 656.8083 | 656.8083 | 656.8083 | 656.8083 | 656.8083 | 656.8083 | 656.8083 | 656.8083 | 656.8083 | 656.8083 | 656.8083 | 656.8083 | 656.8083 | 656.8083 | 656.8083 | 656.8083 | 656.8083 | 656.8083 | 656.8083 | 656.8083 | 656.8083 | 656.8083 | 656.8083 | 656.8083 | 656.8083 | 656.8083 | 656.8083 | 656.8083 | 656.8083 | 656.8083 | 656.8083 | 656.8083 | 656.8083 | 656.8083
[9 empty] | TRG 8 - Low | 729.5272 | 729.5272 | 729.5272 | 729.5272 | 729.5272 | 729.5272 | 729.5272 | 729.5272 | 729.5272 | 729.5272 | 729.5272 | 729.5272 | 729.5272 | 729.5272 | 729.5272 | 729.5272 | 729.5272 | 729.5272 | 729.5272 | 729.5272 | 729.5272 | 729.5272 | 729.5272 | 729.5272 | 729.5272 | 729.5272 | 729.5272 | 729.5272 | 729.5272 | 729.5272 | 729.5272 | 729.5272 | 729.5272 | 729.5272 | 729.5272
[9 empty] | TRG 8 - Mid | 729.5272 | 729.5272 | 729.5272 | 729.5272 | 729.5272 | 729.5272 | 729.5272 | 729.5272 | 729.5272 | 729.5272 | 729.5272 | 729.5272 | 729.5272 | 729.5272 | 729.5272 | 729.5272 | 729.5272 | 729.5272 | 729.5272 | 729.5272 | 729.5272 | 729.5272 | 729.5272 | 729.5272 | 729.5272 | 729.5272 | 729.5272 | 729.5272 | 729.5272 | 729.5272 | 729.5272 | 729.5272 | 729.5272 | 729.5272 | 729.5272
[9 empty] | TRG 8 - Constant | 729.5272 | 729.5272 | 729.5272 | 729.5272 | 729.5272 | 729.5272 | 729.5272 | 729.5272 | 729.5272 | 729.5272 | 729.5272 | 729.5272 | 729.5272 | 729.5272 | 729.5272 | 729.5272 | 729.5272 | 729.5272 | 729.5272 | 729.5272 | 729.5272 | 729.5272 | 729.5272 | 729.5272 | 729.5272 | 729.5272 | 729.5272 | 729.5272 | 729.5272 | 729.5272 | 729.5272 | 729.5272 | 729.5272 | 729.5272 | 729.5272
[9 empty] | TRG 9 - Low | 891.7245 | 891.7245 | 891.7245 | 891.7245 | 891.7245 | 891.7245 | 891.7245 | 891.7245 | 891.7245 | 891.7245 | 891.7245 | 891.7245 | 891.7245 | 891.7245 | 891.7245 | 891.7245 | 891.7245 | 891.7245 | 891.7245 | 891.7245 | 891.7245 | 891.7245 | 891.7245 | 891.7245 | 891.7245 | 891.7245 | 891.7245 | 891.7245 | 891.7245 | 891.7245 | 891.7245 | 891.7245 | 891.7245 | 891.7245 | 891.7245
[9 empty] | TRG 9 - Mid | 891.7245 | 891.7245 | 891.7245 | 891.7245 | 891.7245 | 891.7245 | 891.7245 | 891.7245 | 891.7245 | 891.7245 | 891.7245 | 891.7245 | 891.7245 | 891.7245 | 891.7245 | 891.7245 | 891.7245 | 891.7245 | 891.7245 | 891.7245 | 891.7245 | 891.7245 | 891.7245 | 891.7245 | 891.7245 | 891.7245 | 891.7245 | 891.7245 | 891.7245 | 891.7245 | 891.7245 | 891.7245 | 891.7245 | 891.7245 | 891.7245
[9 empty] | TRG 9 - Constant | 891.7245 | 891.7245 | 891.7245 | 891.7245 | 891.7245 | 891.7245 | 891.7245 | 891.7245 | 891.7245 | 891.7245 | 891.7245 | 891.7245 | 891.7245 | 891.7245 | 891.7245 | 891.7245 | 891.7245 | 891.7245 | 891.7245 | 891.7245 | 891.7245 | 891.7245 | 891.7245 | 891.7245 | 891.7245 | 891.7245 | 891.7245 | 891.7245 | 891.7245 | 891.7245 | 891.7245 | 891.7245 | 891.7245 | 891.7245 | 891.7245
[9 empty] | TRG 10 - Low | 1038.1928 | 1038.1928 | 1038.1928 | 1038.1928 | 1038.1928 | 1038.1928 | 1038.1928 | 1038.1928 | 1038.1928 | 1038.1928 | 1038.1928 | 1038.1928 | 1038.1928 | 1038.1928 | 1038.1928 | 1038.1928 | 1038.1928 | 1038.1928 | 1038.1928 | 1038.1928 | 1038.1928 | 1038.1928 | 1038.1928 | 1038.1928 | 1038.1928 | 1038.1928 | 1038.1928 | 1038.1928 | 1038.1928 | 1038.1928 | 1038.1928 | 1038.1928 | 1038.1928 | 1038.1928 | 1038.1928
[9 empty] | TRG 10 - Mid | 1038.1928 | 1038.1928 | 1038.1928 | 1038.1928 | 1038.1928 | 1038.1928 | 1038.1928 | 1038.1928 | 1038.1928 | 1038.1928 | 1038.1928 | 1038.1928 | 1038.1928 | 1038.1928 | 1038.1928 | 1038.1928 | 1038.1928 | 1038.1928 | 1038.1928 | 1038.1928 | 1038.1928 | 1038.1928 | 1038.1928 | 1038.1928 | 1038.1928 | 1038.1928 | 1038.1928 | 1038.1928 | 1038.1928 | 1038.1928 | 1038.1928 | 1038.1928 | 1038.1928 | 1038.1928 | 1038.1928
[9 empty] | TRG 10 - Constant | 1038.1928 | 1038.1928 | 1038.1928 | 1038.1928 | 1038.1928 | 1038.1928 | 1038.1928 | 1038.1928 | 1038.1928 | 1038.1928 | 1038.1928 | 1038.1928 | 1038.1928 | 1038.1928 | 1038.1928 | 1038.1928 | 1038.1928 | 1038.1928 | 1038.1928 | 1038.1928 | 1038.1928 | 1038.1928 | 1038.1928 | 1038.1928 | 1038.1928 | 1038.1928 | 1038.1928 | 1038.1928 | 1038.1928 | 1038.1928 | 1038.1928 | 1038.1928 | 1038.1928 | 1038.1928 | 1038.1928
[9 empty] | TRG 11 - Low | 1148.6629 | 1148.6629 | 1148.6629 | 1148.6629 | 1148.6629 | 1148.6629 | 1148.6629 | 1148.6629 | 1148.6629 | 1148.6629 | 1148.6629 | 1148.6629 | 1148.6629 | 1148.6629 | 1148.6629 | 1148.6629 | 1148.6629 | 1148.6629 | 1148.6629 | 1148.6629 | 1148.6629 | 1148.6629 | 1148.6629 | 1148.6629 | 1148.6629 | 1148.6629 | 1148.6629 | 1148.6629 | 1148.6629 | 1148.6629 | 1148.6629 | 1148.6629 | 1148.6629 | 1148.6629 | 1148.6629
[9 empty] | TRG 11 - Mid | 1148.6629 | 1148.6629 | 1148.6629 | 1148.6629 | 1148.6629 | 1148.6629 | 1148.6629 | 1148.6629 | 1148.6629 | 1148.6629 | 1148.6629 | 1148.6629 | 1148.6629 | 1148.6629 | 1148.6629 | 1148.6629 | 1148.6629 | 1148.6629 | 1148.6629 | 1148.6629 | 1148.6629 | 1148.6629 | 1148.6629 | 1148.6629 | 1148.6629 | 1148.6629 | 1148.6629 | 1148.6629 | 1148.6629 | 1148.6629 | 1148.6629 | 1148.6629 | 1148.6629 | 1148.6629 | 1148.6629
[9 empty] | TRG 11 - Constant | 1148.6629 | 1148.6629 | 1148.6629 | 1148.6629 | 1148.6629 | 1148.6629 | 1148.6629 | 1148.6629 | 1148.6629 | 1148.6629 | 1148.6629 | 1148.6629 | 1148.6629 | 1148.6629 | 1148.6629 | 1148.6629 | 1148.6629 | 1148.6629 | 1148.6629 | 1148.6629 | 1148.6629 | 1148.6629 | 1148.6629 | 1148.6629 | 1148.6629 | 1148.6629 | 1148.6629 | 1148.6629 | 1148.6629 | 1148.6629 | 1148.6629 | 1148.6629 | 1148.6629 | 1148.6629 | 1148.6629
[9 empty] | TRG 12 - Low | 1129.9176 | 1129.9176 | 1129.9176 | 1129.9176 | 1129.9176 | 1129.9176 | 1129.9176 | 1129.9176 | 1129.9176 | 1129.9176 | 1129.9176 | 1129.9176 | 1129.9176 | 1129.9176 | 1129.9176 | 1129.9176 | 1129.9176 | 1129.9176 | 1129.9176 | 1129.9176 | 1129.9176 | 1129.9176 | 1129.9176 | 1129.9176 | 1129.9176 | 1129.9176 | 1129.9176 | 1129.9176 | 1129.9176 | 1129.9176 | 1129.9176 | 1129.9176 | 1129.9176 | 1129.9176 | 1129.9176
[9 empty] | TRG 12 - Mid | 1129.9176 | 1129.9176 | 1129.9176 | 1129.9176 | 1129.9176 | 1129.9176 | 1129.9176 | 1129.9176 | 1129.9176 | 1129.9176 | 1129.9176 | 1129.9176 | 1129.9176 | 1129.9176 | 1129.9176 | 1129.9176 | 1129.9176 | 1129.9176 | 1129.9176 | 1129.9176 | 1129.9176 | 1129.9176 | 1129.9176 | 1129.9176 | 1129.9176 | 1129.9176 | 1129.9176 | 1129.9176 | 1129.9176 | 1129.9176 | 1129.9176 | 1129.9176 | 1129.9176 | 1129.9176 | 1129.9176
[9 empty] | TRG 12 - Constant | 1129.9176 | 1129.9176 | 1129.9176 | 1129.9176 | 1129.9176 | 1129.9176 | 1129.9176 | 1129.9176 | 1129.9176 | 1129.9176 | 1129.9176 | 1129.9176 | 1129.9176 | 1129.9176 | 1129.9176 | 1129.9176 | 1129.9176 | 1129.9176 | 1129.9176 | 1129.9176 | 1129.9176 | 1129.9176 | 1129.9176 | 1129.9176 | 1129.9176 | 1129.9176 | 1129.9176 | 1129.9176 | 1129.9176 | 1129.9176 | 1129.9176 | 1129.9176 | 1129.9176 | 1129.9176 | 1129.9176
[9 empty] | TRG 13 - Low | 1189.838 | 1189.838 | 1189.838 | 1189.838 | 1189.838 | 1189.838 | 1189.838 | 1189.838 | 1189.838 | 1189.838 | 1189.838 | 1189.838 | 1189.838 | 1189.838 | 1189.838 | 1189.838 | 1189.838 | 1189.838 | 1189.838 | 1189.838 | 1189.838 | 1189.838 | 1189.838 | 1189.838 | 1189.838 | 1189.838 | 1189.838 | 1189.838 | 1189.838 | 1189.838 | 1189.838 | 1189.838 | 1189.838 | 1189.838 | 1189.838
[9 empty] | TRG 13 - Mid | 1189.838 | 1189.838 | 1189.838 | 1189.838 | 1189.838 | 1189.838 | 1189.838 | 1189.838 | 1189.838 | 1189.838 | 1189.838 | 1189.838 | 1189.838 | 1189.838 | 1189.838 | 1189.838 | 1189.838 | 1189.838 | 1189.838 | 1189.838 | 1189.838 | 1189.838 | 1189.838 | 1189.838 | 1189.838 | 1189.838 | 1189.838 | 1189.838 | 1189.838 | 1189.838 | 1189.838 | 1189.838 | 1189.838 | 1189.838 | 1189.838
[9 empty] | TRG 13 - Constant | 1189.838 | 1189.838 | 1189.838 | 1189.838 | 1189.838 | 1189.838 | 1189.838 | 1189.838 | 1189.838 | 1189.838 | 1189.838 | 1189.838 | 1189.838 | 1189.838 | 1189.838 | 1189.838 | 1189.838 | 1189.838 | 1189.838 | 1189.838 | 1189.838 | 1189.838 | 1189.838 | 1189.838 | 1189.838 | 1189.838 | 1189.838 | 1189.838 | 1189.838 | 1189.838 | 1189.838 | 1189.838 | 1189.838 | 1189.838 | 1189.838
[9 empty] | TRG 14 - Low | 1203.3379 | 1203.3379 | 1203.3379 | 1203.3379 | 1203.3379 | 1203.3379 | 1203.3379 | 1203.3379 | 1203.3379 | 1203.3379 | 1203.3379 | 1203.3379 | 1203.3379 | 1203.3379 | 1203.3379 | 1203.3379 | 1203.3379 | 1203.3379 | 1203.3379 | 1203.3379 | 1203.3379 | 1203.3379 | 1203.3379 | 1203.3379 | 1203.3379 | 1203.3379 | 1203.3379 | 1203.3379 | 1203.3379 | 1203.3379 | 1203.3379 | 1203.3379 | 1203.3379 | 1203.3379 | 1203.3379
[9 empty] | TRG 14 - Mid | 1203.3379 | 1203.3379 | 1203.3379 | 1203.3379 | 1203.3379 | 1203.3379 | 1203.3379 | 1203.3379 | 1203.3379 | 1203.3379 | 1203.3379 | 1203.3379 | 1203.3379 | 1203.3379 | 1203.3379 | 1203.3379 | 1203.3379 | 1203.3379 | 1203.3379 | 1203.3379 | 1203.3379 | 1203.3379 | 1203.3379 | 1203.3379 | 1203.3379 | 1203.3379 | 1203.3379 | 1203.3379 | 1203.3379 | 1203.3379 | 1203.3379 | 1203.3379 | 1203.3379 | 1203.3379 | 1203.3379
[9 empty] | TRG 14 - Constant | 1203.3379 | 1203.3379 | 1203.3379 | 1203.3379 | 1203.3379 | 1203.3379 | 1203.3379 | 1203.3379 | 1203.3379 | 1203.3379 | 1203.3379 | 1203.3379 | 1203.3379 | 1203.3379 | 1203.3379 | 1203.3379 | 1203.3379 | 1203.3379 | 1203.3379 | 1203.3379 | 1203.3379 | 1203.3379 | 1203.3379 | 1203.3379 | 1203.3379 | 1203.3379 | 1203.3379 | 1203.3379 | 1203.3379 | 1203.3379 | 1203.3379 | 1203.3379 | 1203.3379 | 1203.3379 | 1203.3379
[9 empty] | TRG 15 - Low | 1456.3586 | 1456.3586 | 1456.3586 | 1456.3586 | 1456.3586 | 1456.3586 | 1456.3586 | 1456.3586 | 1456.3586 | 1456.3586 | 1456.3586 | 1456.3586 | 1456.3586 | 1456.3586 | 1456.3586 | 1456.3586 | 1456.3586 | 1456.3586 | 1456.3586 | 1456.3586 | 1456.3586 | 1456.3586 | 1456.3586 | 1456.3586 | 1456.3586 | 1456.3586 | 1456.3586 | 1456.3586 | 1456.3586 | 1456.3586 | 1456.3586 | 1456.3586 | 1456.3586 | 1456.3586 | 1456.3586
[9 empty] | TRG 15 - Mid | 1456.3586 | 1456.3586 | 1456.3586 | 1456.3586 | 1456.3586 | 1456.3586 | 1456.3586 | 1456.3586 | 1456.3586 | 1456.3586 | 1456.3586 | 1456.3586 | 1456.3586 | 1456.3586 | 1456.3586 | 1456.3586 | 1456.3586 | 1456.3586 | 1456.3586 | 1456.3586 | 1456.3586 | 1456.3586 | 1456.3586 | 1456.3586 | 1456.3586 | 1456.3586 | 1456.3586 | 1456.3586 | 1456.3586 | 1456.3586 | 1456.3586 | 1456.3586 | 1456.3586 | 1456.3586 | 1456.3586
[9 empty] | TRG 15 - Constant | 1456.3586 | 1456.3586 | 1456.3586 | 1456.3586 | 1456.3586 | 1456.3586 | 1456.3586 | 1456.3586 | 1456.3586 | 1456.3586 | 1456.3586 | 1456.3586 | 1456.3586 | 1456.3586 | 1456.3586 | 1456.3586 | 1456.3586 | 1456.3586 | 1456.3586 | 1456.3586 | 1456.3586 | 1456.3586 | 1456.3586 | 1456.3586 | 1456.3586 | 1456.3586 | 1456.3586 | 1456.3586 | 1456.3586 | 1456.3586 | 1456.3586 | 1456.3586 | 1456.3586 | 1456.3586 | 1456.3586
[10 empty] | 2016 | 2017 | 2018 | 2019 | 2020 | 2021 | 2022 | 2023 | 2024 | 2025 | 2026 | 2027 | 2028 | 2029 | 2030 | 2031 | 2032 | 2033 | 2034 | 2035 | 2036 | 2037 | 2038 | 2039 | 2040 | 2041 | 2042 | 2043 | 2044 | 2045 | 2046 | 2047 | 2048 | 2049 | 2050
[6 empty] | LCOE |  | Levelized Cost of Energy ($/MWh) | TRG 1 - Low | 104.1528 | 95.6165 | 90.722 | 86.0222 | 81.5429 | 78.1504 | 74.8999 | 71.7695 | 68.784 | 65.9212 | 63.1608 | 60.5258 | 57.9958 | 55.5653 | 53.2289 | 52.5533 | 51.8934 | 51.2244 | 50.5708 | 49.9321 | 49.2844 | 48.6512 | 48.0322 | 47.4157 | 46.8016 | 46.3582 | 45.9237 | 45.498 | 45.0697 | 44.6388 | 44.216 | 43.7902 | 43.3721 | 42.9507 | 42.5366
[9 empty] | TRG 1 - Mid | 104.1528 | 100.983 | 97.9094 | 94.9294 | 92.0584 | 88.9776 | 85.9962 | 83.1279 | 80.336 | 77.6504 | 75.0517 | 72.5521 | 70.1183 | 67.7775 | 65.5261 | 64.7459 | 63.9929 | 63.239 | 62.4979 | 61.756 | 61.0268 | 60.31 | 59.5925 | 58.9001 | 58.2068 | 57.7724 | 57.355 | 56.9294 | 56.508 | 56.0782 | 55.665 | 55.2434 | 54.8257 | 54.3993 | 53.9893
[9 empty] | TRG 1 - Constant | 104.1528 | 106.1783 | 105.0079 | 103.8468 | 102.695 | 101.5527 | 100.42 | 99.2969 | 98.1836 | 97.08 | 95.9864 | 94.9028 | 93.8293 | 92.766 | 91.7129 | 91.1276 | 90.5457 | 89.967 | 89.3915 | 88.8194 | 88.2505 | 87.685 | 87.1228 | 86.564 | 86.0084 | 86.0084 | 86.0084 | 86.0084 | 86.0084 | 86.0084 | 86.0084 | 86.0084 | 86.0084 | 86.0084 | 86.0084
[9 empty] | TRG 2 - Low | 113.1262 | 103.8548 | 98.5452 | 93.4516 | 88.5824 | 84.9031 | 81.3805 | 77.9907 | 74.7439 | 71.6328 | 68.6508 | 65.7766 | 63.0333 | 60.3997 | 57.8567 | 57.1245 | 56.3968 | 55.6738 | 54.9678 | 54.2534 | 53.5558 | 52.8742 | 52.1843 | 51.522 | 50.8513 | 50.3779 | 49.903 | 49.4266 | 48.9598 | 48.491 | 48.0315 | 47.5695 | 47.1049 | 46.649 | 46.2013
[9 empty] | TRG 2 - Mid | 113.1262 | 109.6923 | 106.3638 | 103.1378 | 100.0304 | 96.6867 | 93.4522 | 90.3234 | 87.3142 | 84.4033 | 81.5875 | 78.8637 | 76.2445 | 73.6951 | 71.2436 | 70.4132 | 69.5826 | 68.7664 | 67.9643 | 67.162 | 66.3736 | 65.585 | 64.8103 | 64.049 | 63.3009 | 62.8329 | 62.3698 | 61.9118 | 61.4586 | 60.9969 | 60.54 | 60.0744 | 59.6266 | 59.17 | 58.7178
[9 empty] | TRG 2 - Constant | 113.1262 | 115.2986 | 114.0345 | 112.7804 | 111.5364 | 110.3027 | 109.0792 | 107.8662 | 106.6637 | 105.4718 | 104.2907 | 103.1203 | 101.9608 | 100.8123 | 99.6749 | 99.0428 | 98.4142 | 97.7892 | 97.1677 | 96.5497 | 95.9353 | 95.3245 | 94.7173 | 94.1137 | 93.5137 | 93.5137 | 93.5137 | 93.5137 | 93.5137 | 93.5137 | 93.5137 | 93.5137 | 93.5137 | 93.5137 | 93.5137
[9 empty] | TRG 3 - Low | 119.3896 | 109.5914 | 103.9734 | 98.5879 | 93.4243 | 89.5268 | 85.7802 | 82.1947 | 78.7622 | 75.4593 | 72.2954 | 69.2631 | 66.3557 | 63.5662 | 60.8748 | 60.0975 | 59.3258 | 58.5597 | 57.812 | 57.0566 | 56.3189 | 55.5986 | 54.8705 | 54.1593 | 53.4524 | 52.9564 | 52.4476 | 51.9614 | 51.462 | 50.9727 | 50.4817 | 50.0004 | 49.5169 | 49.0309 | 48.554
[9 empty] | TRG 3 - Mid | 119.3896 | 115.7446 | 112.2329 | 108.8102 | 105.5136 | 101.9792 | 98.5609 | 95.2551 | 92.0583 | 88.9669 | 85.9943 | 83.1031 | 80.3231 | 77.6343 | 75.0336 | 74.1442 | 73.2702 | 72.4115 | 71.5531 | 70.7097 | 69.8667 | 69.0385 | 68.2248 | 67.4115 | 66.6125 | 66.1264 | 65.6321 | 65.1432 | 64.6596 | 64.1811 | 63.6941 | 63.2121 | 62.735 | 62.2492 | 61.768
[9 empty] | TRG 3 - Constant | 119.3896 | 121.6676 | 120.3249 | 118.9929 | 117.6716 | 116.3612 | 115.0618 | 113.7734 | 112.4962 | 111.2303 | 109.9757 | 108.7326 | 107.5011 | 106.2813 | 105.0732 | 104.4018 | 103.7342 | 103.0703 | 102.4102 | 101.7538 | 101.1013 | 100.4525 | 99.8076 | 99.1665 | 98.5292 | 98.5292 | 98.5292 | 98.5292 | 98.5292 | 98.5292 | 98.5292 | 98.5292 | 98.5292 | 98.5292 | 98.5292
[9 empty] | TRG 4 - Low | 135.9111 | 124.6638 | 118.1997 | 111.995 | 106.0765 | 101.5705 | 97.2652 | 93.1332 | 89.1832 | 85.3736 | 81.7295 | 78.2423 | 74.8886 | 71.6761 | 68.5828 | 67.6982 | 66.8082 | 65.9401 | 65.0799 | 64.2143 | 63.3694 | 62.5447 | 61.7143 | 60.891 | 60.0868 | 59.5202 | 58.9541 | 58.4004 | 57.8465 | 57.2803 | 56.7377 | 56.1822 | 55.6377 | 55.0919 | 54.5564
[9 empty] | TRG 4 - Mid | 135.9111 | 131.7098 | 127.6416 | 123.7231 | 119.9092 | 115.8267 | 111.8813 | 108.0685 | 104.384 | 100.8411 | 97.4 | 94.0746 | 90.861 | 87.7714 | 84.7693 | 83.7431 | 82.735 | 81.7446 | 80.7564 | 79.7708 | 78.8025 | 77.8513 | 76.9168 | 75.9846 | 75.0547 | 74.5084 | 73.9403 | 73.3925 | 72.8368 | 72.2871 | 71.7433 | 71.1914 | 70.6451 | 70.0905 | 69.5552
[9 empty] | TRG 4 - Constant | 135.9111 | 138.4174 | 136.8522 | 135.2995 | 133.7593 | 132.2317 | 130.7169 | 129.215 | 127.7262 | 126.2505 | 124.788 | 123.3389 | 121.9034 | 120.4814 | 119.0731 | 118.2905 | 117.5122 | 116.7383 | 115.9688 | 115.2037 | 114.443 | 113.6867 | 112.9349 | 112.1876 | 111.4447 | 111.4447 | 111.4447 | 111.4447 | 111.4447 | 111.4447 | 111.4447 | 111.4447 | 111.4447 | 111.4447 | 111.4447
[9 empty] | TRG 5 - Low | 169.6225 | 155.4295 | 147.2385 | 139.3804 | 131.8612 | 126.1582 | 120.6818 | 115.441 | 110.4057 | 105.5841 | 100.9653 | 96.5221 | 92.2782 | 88.1908 | 84.2825 | 83.1539 | 82.0399 | 80.94 | 79.8396 | 78.7671 | 77.6937 | 76.6471 | 75.5991 | 74.5635 | 73.5532 | 72.8469 | 72.1574 | 71.458 | 70.7747 | 70.0809 | 69.4023 | 68.7257 | 68.0506 | 67.3767 | 66.7166
[9 empty] | TRG 5 - Mid | 169.6225 | 164.3007 | 159.1296 | 154.1284 | 149.2697 | 144.0992 | 139.0864 | 134.2471 | 129.5755 | 125.0463 | 120.6934 | 116.4725 | 112.398 | 108.4644 | 104.6493 | 103.3467 | 102.0677 | 100.7951 | 99.529 | 98.2859 | 97.0653 | 95.8508 | 94.6425 | 93.4561 | 92.2912 | 91.5955 | 90.9085 | 90.2145 | 89.5288 | 88.8359 | 88.151 | 87.4586 | 86.7739 | 86.0967 | 85.4268
[9 empty] | TRG 5 - Constant | 169.6225 | 172.5642 | 170.5486 | 168.5491 | 166.5656 | 164.5985 | 162.6478 | 160.7137 | 158.7964 | 156.8961 | 155.0128 | 153.1467 | 151.298 | 149.4668 | 147.6533 | 146.6455 | 145.6433 | 144.6467 | 143.6557 | 142.6704 | 141.6908 | 140.7169 | 139.7488 | 138.7864 | 137.8297 | 137.8297 | 137.8297 | 137.8297 | 137.8297 | 137.8297 | 137.8297 | 137.8297 | 137.8297 | 137.8297 | 137.8297
[9 empty] | TRG 6 - Low | 121.9538 | 111.3734 | 105.1545 | 99.2058 | 93.5304 | 89.1899 | 85.0433 | 81.0673 | 77.2541 | 73.6093 | 70.1245 | 66.7789 | 63.5778 | 60.5136 | 57.5789 | 56.7611 | 55.9614 | 55.1681 | 54.3813 | 53.6007 | 52.837 | 52.079 | 51.3268 | 50.5802 | 49.8493 | 49.374 | 48.9174 | 48.4492 | 47.9892 | 47.5274 | 47.0635 | 46.6073 | 46.1487 | 45.6975 | 45.2435
[9 empty] | TRG 6 - Mid | 121.9538 | 117.843 | 113.8624 | 110.0085 | 106.2938 | 102.3202 | 98.495 | 94.7981 | 91.2106 | 87.7583 | 84.4222 | 81.1984 | 78.0967 | 75.0861 | 72.1897 | 71.1919 | 70.2227 | 69.2568 | 68.2943 | 67.3594 | 66.4158 | 65.4993 | 64.586 | 63.6875 | 62.7922 | 62.3171 | 61.8236 | 61.3457 | 60.8607 | 60.3798 | 59.8916 | 59.4188 | 58.9384 | 58.4506 | 57.9779
[9 empty] | TRG 6 - Constant | 121.9538 | 124.012 | 122.3705 | 120.742 | 119.1267 | 117.5246 | 115.9359 | 114.3607 | 112.7993 | 111.2516 | 109.7178 | 108.198 | 106.6924 | 105.201 | 103.724 | 102.9032 | 102.087 | 101.2753 | 100.4683 | 99.6658 | 98.868 | 98.0749 | 97.2864 | 96.5026 | 95.7235 | 95.7235 | 95.7235 | 95.7235 | 95.7235 | 95.7235 | 95.7235 | 95.7235 | 95.7235 | 95.7235 | 95.7235
[9 empty] | TRG 7 - Low | 128.3347 | 117.1947 | 110.6328 | 104.3595 | 98.3771 | 93.7906 | 89.4109 | 85.2138 | 81.2045 | 77.3604 | 73.6735 | 70.1488 | 66.7777 | 63.5402 | 60.4409 | 59.5838 | 58.7345 | 57.9038 | 57.0804 | 56.2531 | 55.4438 | 54.6412 | 53.8558 | 53.0663 | 52.2936 | 51.8029 | 51.3113 | 50.8287 | 50.3447 | 49.8592 | 49.3721 | 48.8931 | 48.412 | 47.9288 | 47.4532
[9 empty] | TRG 7 - Mid | 128.3347 | 124.0053 | 119.8139 | 115.7565 | 111.813 | 107.6301 | 103.5879 | 99.682 | 95.9082 | 92.262 | 88.7536 | 85.35 | 82.0619 | 78.8984 | 75.8289 | 74.7892 | 73.7536 | 72.7348 | 71.7325 | 70.7343 | 69.7522 | 68.7742 | 67.8121 | 66.8656 | 65.923 | 65.4135 | 64.9086 | 64.3968 | 63.8894 | 63.3749 | 62.8762 | 62.3703 | 61.857 | 61.3593 | 60.8541
[9 empty] | TRG 7 - Constant | 128.3347 | 130.4819 | 128.7468 | 127.0254 | 125.318 | 123.6245 | 121.9453 | 120.2803 | 118.6298 | 116.9938 | 115.3726 | 113.7662 | 112.1747 | 110.5983 | 109.0371 | 108.1695 | 107.3067 | 106.4488 | 105.5957 | 104.7475 | 103.9042 | 103.0658 | 102.2324 | 101.4039 | 100.5803 | 100.5803 | 100.5803 | 100.5803 | 100.5803 | 100.5803 | 100.5803 | 100.5803 | 100.5803 | 100.5803 | 100.5803
[9 empty] | TRG 8 - Low | 134.9544 | 123.238 | 116.3475 | 109.7632 | 103.4706 | 98.6624 | 94.0574 | 89.6465 | 85.4204 | 81.3841 | 77.5146 | 73.8037 | 70.2559 | 66.8503 | 63.5914 | 62.7004 | 61.8064 | 60.921 | 60.0552 | 59.1973 | 58.3363 | 57.494 | 56.6593 | 55.8424 | 55.0221 | 54.509 | 53.9953 | 53.4809 | 52.9657 | 52.4596 | 51.942 | 51.4435 | 50.9331 | 50.431 | 49.9269
[9 empty] | TRG 8 - Mid | 134.9544 | 130.4094 | 125.9923 | 121.7347 | 117.5977 | 113.2033 | 108.9576 | 104.8559 | 100.8935 | 97.0658 | 93.3539 | 89.7828 | 86.3334 | 83.0013 | 79.7959 | 78.697 | 77.616 | 76.5398 | 75.4812 | 74.4274 | 73.3909 | 72.3714 | 71.3564 | 70.3581 | 69.3761 | 68.8369 | 68.3026 | 67.7615 | 67.237 | 66.6936 | 66.1666 | 65.6325 | 65.1028 | 64.5658 | 64.033
[9 empty] | TRG 8 - Constant | 134.9544 | 137.2112 | 135.3899 | 133.583 | 131.7906 | 130.013 | 128.2502 | 126.5025 | 124.7699 | 123.0527 | 121.3508 | 119.6645 | 117.994 | 116.3392 | 114.7004 | 113.7897 | 112.884 | 111.9834 | 111.0879 | 110.1976 | 109.3123 | 108.4323 | 107.5574 | 106.6877 | 105.8232 | 105.8232 | 105.8232 | 105.8232 | 105.8232 | 105.8232 | 105.8232 | 105.8232 | 105.8232 | 105.8232 | 105.8232
[9 empty] | TRG 9 - Low | 146.3382 | 133.6578 | 126.2156 | 119.1093 | 112.3064 | 107.1227 | 102.1459 | 97.3821 | 92.821 | 88.4669 | 84.2819 | 80.2844 | 76.4517 | 72.775 | 69.2463 | 68.2817 | 67.3154 | 66.3592 | 65.4131 | 64.488 | 63.561 | 62.6433 | 61.7457 | 60.846 | 59.9657 | 59.4039 | 58.8424 | 58.2812 | 57.7199 | 57.1689 | 56.6173 | 56.0651 | 55.512 | 54.9577 | 54.4126
[9 empty] | TRG 9 - Mid | 146.3382 | 141.4174 | 136.6739 | 132.0667 | 127.6097 | 122.8639 | 118.2801 | 113.853 | 109.5775 | 105.4486 | 101.4465 | 97.5965 | 93.8786 | 90.2745 | 86.8076 | 85.6256 | 84.4498 | 83.2934 | 82.156 | 81.0245 | 79.9116 | 78.8046 | 77.7159 | 76.6328 | 75.5678 | 74.9776 | 74.4051 | 73.8139 | 73.2402 | 72.6596 | 72.0843 | 71.502 | 70.9246 | 70.3401 | 69.7724
[9 empty] | TRG 9 - Constant | 146.3382 | 148.7686 | 146.8122 | 144.8712 | 142.946 | 141.0365 | 139.143 | 137.2657 | 135.4046 | 133.56 | 131.7319 | 129.9206 | 128.1261 | 126.3486 | 124.5882 | 123.61 | 122.6372 | 121.6698 | 120.7079 | 119.7515 | 118.8006 | 117.8553 | 116.9155 | 115.9813 | 115.0528 | 115.0528 | 115.0528 | 115.0528 | 115.0528 | 115.0528 | 115.0528 | 115.0528 | 115.0528 | 115.0528 | 115.0528
[9 empty] | TRG 10 - Low | 161.2871 | 147.3319 | 139.1267 | 131.2993 | 123.8137 | 118.0931 | 112.6227 | 107.3748 | 102.3547 | 97.5509 | 92.9527 | 88.5358 | 84.3182 | 80.2626 | 76.3864 | 75.3111 | 74.2486 | 73.1863 | 72.1486 | 71.1227 | 70.0965 | 69.0936 | 68.0902 | 67.1092 | 66.1275 | 65.5084 | 64.8909 | 64.2636 | 63.6485 | 63.0343 | 62.4206 | 61.8073 | 61.205 | 60.6026 | 59.9888
[9 empty] | TRG 10 - Mid | 161.2871 | 155.8692 | 150.6477 | 145.5788 | 140.6768 | 135.4591 | 130.4211 | 125.5401 | 120.828 | 116.2791 | 111.8879 | 107.6489 | 103.5419 | 99.592 | 95.7645 | 94.4703 | 93.1697 | 91.9049 | 90.6474 | 89.3975 | 88.1686 | 86.947 | 85.746 | 84.5652 | 83.3913 | 82.7399 | 82.095 | 81.4565 | 80.8115 | 80.1726 | 79.5398 | 78.9002 | 78.2536 | 77.6255 | 76.9902
[9 empty] | TRG 10 - Constant | 161.2871 | 163.932 | 161.7835 | 159.652 | 157.5377 | 155.4408 | 153.3614 | 151.2997 | 149.2559 | 147.2301 | 145.2226 | 143.2334 | 141.2627 | 139.3107 | 137.3775 | 136.3032 | 135.2349 | 134.1725 | 133.1162 | 132.0659 | 131.0217 | 129.9835 | 128.9515 | 127.9256 | 126.9058 | 126.9058 | 126.9058 | 126.9058 | 126.9058 | 126.9058 | 126.9058 | 126.9058 | 126.9058 | 126.9058 | 126.9058
[9 empty] | TRG 11 - Low | 180.0853 | 164.4822 | 155.3273 | 146.5842 | 138.2143 | 131.8131 | 125.6983 | 119.8221 | 114.2068 | 108.8391 | 103.691 | 98.7517 | 94.0251 | 89.4996 | 85.1643 | 83.9578 | 82.7673 | 81.5795 | 80.4072 | 79.2501 | 78.1078 | 76.9798 | 75.8658 | 74.7655 | 73.6664 | 72.975 | 72.2749 | 71.5777 | 70.8951 | 70.203 | 69.5247 | 68.8364 | 68.1613 | 67.4756 | 66.8025
[9 empty] | TRG 11 - Mid | 180.0853 | 174.0631 | 168.1991 | 162.5502 | 157.0699 | 151.2413 | 145.5973 | 140.1505 | 134.8766 | 129.8048 | 124.8938 | 120.1386 | 115.5664 | 111.1387 | 106.8662 | 105.4086 | 103.961 | 102.5382 | 101.1251 | 99.7363 | 98.3568 | 97.0011 | 95.6545 | 94.3172 | 93.0029 | 92.288 | 91.5672 | 90.854 | 90.1346 | 89.4225 | 88.7041 | 87.9927 | 87.2747 | 86.5634 | 85.8453
[9 empty] | TRG 11 - Constant | 180.0853 | 182.9813 | 180.5811 | 178.2 | 175.838 | 173.4955 | 171.1725 | 168.8693 | 166.5862 | 164.3231 | 162.0804 | 159.8582 | 157.6567 | 155.4761 | 153.3165 | 152.1163 | 150.9228 | 149.736 | 148.556 | 147.3827 | 146.2161 | 145.0564 | 143.9034 | 142.7574 | 141.6182 | 141.6182 | 141.6182 | 141.6182 | 141.6182 | 141.6182 | 141.6182 | 141.6182 | 141.6182 | 141.6182 | 141.6182
[9 empty] | TRG 12 - Low | 201.4675 | 184.0001 | 173.7472 | 163.9684 | 154.5986 | 147.427 | 140.584 | 134.0159 | 127.7282 | 121.7069 | 115.9388 | 110.4109 | 105.1108 | 100.0418 | 95.1761 | 93.823 | 92.4757 | 91.1484 | 89.8406 | 88.5377 | 87.2536 | 85.9739 | 84.7257 | 83.4813 | 82.2539 | 81.4718 | 80.6822 | 79.9109 | 79.1313 | 78.3691 | 77.598 | 76.8305 | 76.0664 | 75.3051 | 74.5464
[9 empty] | TRG 12 - Mid | 201.4675 | 194.7204 | 188.177 | 181.832 | 175.7233 | 169.1877 | 162.8831 | 156.8016 | 150.9159 | 145.2198 | 139.7261 | 134.4093 | 129.2814 | 124.3355 | 119.565 | 117.927 | 116.3016 | 114.705 | 113.1368 | 111.5642 | 110.0196 | 108.5024 | 106.9965 | 105.502 | 104.034 | 103.2219 | 102.4194 | 101.6113 | 100.7973 | 99.9925 | 99.1965 | 98.3942 | 97.6005 | 96.8002 | 96.0081
[9 empty] | TRG 12 - Constant | 201.4675 | 204.5563 | 201.8786 | 199.2222 | 196.5871 | 193.9738 | 191.3823 | 188.8128 | 186.2657 | 183.741 | 181.239 | 178.7599 | 176.3039 | 173.8711 | 171.4618 | 170.1229 | 168.7914 | 167.4674 | 166.1509 | 164.842 | 163.5406 | 162.2467 | 160.9605 | 159.6819 | 158.411 | 158.411 | 158.411 | 158.411 | 158.411 | 158.411 | 158.411 | 158.411 | 158.411 | 158.411 | 158.411
[9 empty] | TRG 13 - Low | 218.2205 | 199.2909 | 188.1673 | 177.5235 | 167.3586 | 159.5795 | 152.1225 | 144.9925 | 138.1731 | 131.6303 | 125.3507 | 119.3557 | 113.5962 | 108.0927 | 102.8147 | 101.3386 | 99.8711 | 98.4272 | 97.0062 | 95.5926 | 94.1862 | 92.8158 | 91.4517 | 90.0939 | 88.7561 | 87.9058 | 87.0629 | 86.227 | 85.384 | 84.5471 | 83.7158 | 82.8898 | 82.0551 | 81.2381 | 80.4118
[9 empty] | TRG 13 - Mid | 218.2205 | 210.8891 | 203.8064 | 196.9174 | 190.2639 | 183.1897 | 176.3459 | 169.7252 | 163.3415 | 157.1457 | 151.1921 | 145.4324 | 139.8602 | 134.4877 | 129.2895 | 127.5081 | 125.7591 | 124.0244 | 122.3038 | 120.5975 | 118.922 | 117.2768 | 115.6284 | 114.0099 | 112.4206 | 111.531 | 110.6683 | 109.7844 | 108.9112 | 108.0483 | 107.1797 | 106.3053 | 105.4405 | 104.5696 | 103.7081
[9 empty] | TRG 13 - Constant | 218.2205 | 221.4772 | 218.5677 | 215.6814 | 212.8183 | 209.9788 | 207.163 | 204.3712 | 201.6036 | 198.8604 | 196.1419 | 193.4482 | 190.7797 | 188.1364 | 185.5185 | 184.0637 | 182.617 | 181.1785 | 179.748 | 178.3258 | 176.9117 | 175.5059 | 174.1084 | 172.7192 | 171.3383 | 171.3383 | 171.3383 | 171.3383 | 171.3383 | 171.3383 | 171.3383 | 171.3383 | 171.3383 | 171.3383 | 171.3383
[9 empty] | TRG 14 - Low | 240.3287 | 219.3735 | 207.051 | 195.2527 | 183.9773 | 175.3542 | 167.0992 | 159.1735 | 151.6029 | 144.3492 | 137.3966 | 130.7482 | 124.3695 | 118.2463 | 112.3989 | 110.7626 | 109.1391 | 107.544 | 105.9605 | 104.3884 | 102.8428 | 101.3229 | 99.8128 | 98.3122 | 96.8357 | 95.9091 | 94.9778 | 94.056 | 93.1286 | 92.2098 | 91.2988 | 90.3953 | 89.4843 | 88.5797 | 87.6811
[9 empty] | TRG 14 - Mid | 240.3287 | 232.2014 | 224.3275 | 216.6997 | 209.3111 | 201.4758 | 193.8759 | 186.5281 | 179.4467 | 172.6001 | 165.9804 | 159.5802 | 153.4122 | 147.448 | 141.6803 | 139.7101 | 137.7576 | 135.8415 | 133.9239 | 132.042 | 130.1769 | 128.3464 | 126.5143 | 124.7163 | 122.9515 | 121.973 | 121.0074 | 120.0546 | 119.097 | 118.1346 | 117.1671 | 116.2113 | 115.2671 | 114.3001 | 113.3612
[9 empty] | TRG 14 - Constant | 240.3287 | 243.7049 | 240.4653 | 237.2512 | 234.0632 | 230.9013 | 227.7659 | 224.6571 | 221.5754 | 218.5208 | 215.4937 | 212.4943 | 209.5228 | 206.5794 | 203.6644 | 202.0445 | 200.4336 | 198.8317 | 197.2389 | 195.6552 | 194.0807 | 192.5153 | 190.9591 | 189.4122 | 187.8745 | 187.8745 | 187.8745 | 187.8745 | 187.8745 | 187.8745 | 187.8745 | 187.8745 | 187.8745 | 187.8745 | 187.8745
[9 empty] | TRG 15 - Low | 268.2677 | 246.7972 | 234.6806 | 222.8876 | 211.4089 | 202.7523 | 194.3076 | 186.0697 | 178.0565 | 170.2393 | 162.6352 | 155.2385 | 148.0639 | 141.0646 | 134.2565 | 132.0919 | 129.9504 | 127.8316 | 125.7349 | 123.6779 | 121.624 | 119.6084 | 117.6299 | 115.6537 | 113.7299 | 112.6235 | 111.5308 | 110.4345 | 109.3506 | 108.2782 | 107.2006 | 106.1173 | 105.0597 | 103.9951 | 102.9232
[9 empty] | TRG 15 - Mid | 268.2677 | 260.2124 | 252.3579 | 244.646 | 237.1023 | 228.8989 | 220.9186 | 213.107 | 205.4866 | 198.078 | 190.83 | 183.7637 | 176.8984 | 170.2078 | 163.6891 | 161.2531 | 158.8433 | 156.48 | 154.1419 | 151.8288 | 149.5405 | 147.2767 | 145.0565 | 142.8601 | 140.6871 | 139.5657 | 138.4411 | 137.3317 | 136.2185 | 135.12 | 134.0172 | 132.91 | 131.798 | 130.6995 | 129.5958
[9 empty] | TRG 15 - Constant | 268.2677 | 271.9234 | 268.2915 | 264.6884 | 261.1144 | 257.5697 | 254.0547 | 250.5696 | 247.1147 | 243.6904 | 240.2968 | 236.9342 | 233.603 | 230.3033 | 227.0354 | 225.2193 | 223.4134 | 221.6176 | 219.8319 | 218.0565 | 216.2913 | 214.5364 | 212.7918 | 211.0576 | 209.3338 | 209.3338 | 209.3338 | 209.3338 | 209.3338 | 209.3338 | 209.3338 | 209.3338 | 209.3338 | 209.3338 | 209.3338
[10 empty] | 2016 | 2017 | 2018 | 2019 | 2020 | 2021 | 2022 | 2023 | 2024 | 2025 | 2026 | 2027 | 2028 | 2029 | 2030 | 2031 | 2032 | 2033 | 2034 | 2035 | 2036 | 2037 | 2038 | 2039 | 2040 | 2041 | 2042 | 2043 | 2044 | 2045 | 2046 | 2047 | 2048 | 2049 | 2050
[6 empty] | Additional Factors |  | Tax Credit | 10 year CRF - Low | 11.61% | 11.61% | 11.61% | 11.61% | 11.61% | 11.61% | 11.61% | 11.61% | 11.61% | 11.61% | 11.61% | 11.61% | 11.61% | 11.61% | 11.61% | 11.61% | 11.61% | 11.61% | 11.61% | 11.61% | 11.61% | 11.61% | 11.61% | 11.61% | 11.61% | 11.61% | 11.61% | 11.61% | 11.61% | 11.61% | 11.61% | 11.61% | 11.61% | 11.61% | 11.61%
[9 empty] | 10 year CRF - Mid | 11.61% | 11.61% | 11.61% | 11.61% | 11.61% | 11.61% | 11.61% | 11.61% | 11.61% | 11.61% | 11.61% | 11.61% | 11.61% | 11.61% | 11.61% | 11.61% | 11.61% | 11.61% | 11.61% | 11.61% | 11.61% | 11.61% | 11.61% | 11.61% | 11.61% | 11.61% | 11.61% | 11.61% | 11.61% | 11.61% | 11.61% | 11.61% | 11.61% | 11.61% | 11.61%
[9 empty] | 10 year CRF - Constant | 11.61% | 11.61% | 11.61% | 11.61% | 11.61% | 11.61% | 11.61% | 11.61% | 11.61% | 11.61% | 11.61% | 11.61% | 11.61% | 11.61% | 11.61% | 11.61% | 11.61% | 11.61% | 11.61% | 11.61% | 11.61% | 11.61% | 11.61% | 11.61% | 11.61% | 11.61% | 11.61% | 11.61% | 11.61% | 11.61% | 11.61% | 11.61% | 11.61% | 11.61% | 11.61%
Schedule | bar: 2016 to 2050
[9 empty] | PVD - Low | 0.80986 | 0.81453 | 0.81913 | 0.82368 | 0.82817 | 0.83258 | 0.83694 | 0.84122 | 0.84543 | 0.84957 | 0.85363 | 0.85761 | 0.86151 | 0.86533 | 0.86907 | 0.8704 | 0.87174 | 0.87308 | 0.87442 | 0.87577 | 0.87712 | 0.87848 | 0.87984 | 0.8812 | 0.88256 | 0.88256 | 0.88256 | 0.88256 | 0.88256 | 0.88256 | 0.88256 | 0.88256 | 0.88256 | 0.88256 | 0.88256
[9 empty] | PVD - Mid | 0.80986 | 0.81361 | 0.81733 | 0.82103 | 0.82471 | 0.82836 | 0.83199 | 0.83559 | 0.83916 | 0.84271 | 0.84622 | 0.84971 | 0.85316 | 0.85658 | 0.85997 | 0.8615 | 0.86304 | 0.86458 | 0.86612 | 0.86767 | 0.86922 | 0.87078 | 0.87234 | 0.87391 | 0.87548 | 0.87548 | 0.87548 | 0.87548 | 0.87548 | 0.87548 | 0.87548 | 0.87548 | 0.87548 | 0.87548 | 0.87548
[9 empty] | PVD - Constant | 0.80986 | 0.81269 | 0.81554 | 0.8184 | 0.82128 | 0.82418 | 0.82709 | 0.83002 | 0.83297 | 0.83594 | 0.83892 | 0.84192 | 0.84494 | 0.84798 | 0.85104 | 0.85275 | 0.85448 | 0.85621 | 0.85795 | 0.85969 | 0.86144 | 0.86319 | 0.86495 | 0.86672 | 0.86849 | 0.86849 | 0.86849 | 0.86849 | 0.86849 | 0.86849 | 0.86849 | 0.86849 | 0.86849 | 0.86849 | 0.86849
[9 empty] | PFF - Low | 1.0659 | 1.0643 | 1.0627 | 1.0611 | 1.0596 | 1.058 | 1.0565 | 1.055 | 1.0536 | 1.0521 | 1.0507 | 1.0494 | 1.048 | 1.0467 | 1.0454 | 1.0449 | 1.0445 | 1.044 | 1.0435 | 1.0431 | 1.0426 | 1.0421 | 1.0417 | 1.0412 | 1.0407 | 1.0407 | 1.0407 | 1.0407 | 1.0407 | 1.0407 | 1.0407 | 1.0407 | 1.0407 | 1.0407 | 1.0407
[9 empty] | PFF - Mid | 1.0659 | 1.0646 | 1.0633 | 1.062 | 1.0608 | 1.0595 | 1.0582 | 1.057 | 1.0557 | 1.0545 | 1.0533 | 1.0521 | 1.0509 | 1.0497 | 1.0485 | 1.048 | 1.0475 | 1.0469 | 1.0464 | 1.0459 | 1.0453 | 1.0448 | 1.0442 | 1.0437 | 1.0432 | 1.0432 | 1.0432 | 1.0432 | 1.0432 | 1.0432 | 1.0432 | 1.0432 | 1.0432 | 1.0432 | 1.0432
[9 empty] | PFF - Constant | 1.0659 | 1.0649 | 1.0639 | 1.0629 | 1.0619 | 1.0609 | 1.0599 | 1.0589 | 1.0579 | 1.0569 | 1.0558 | 1.0548 | 1.0537 | 1.0527 | 1.0516 | 1.051 | 1.0504 | 1.0498 | 1.0492 | 1.0486 | 1.048 | 1.0474 | 1.0468 | 1.0462 | 1.0456 | 1.0456 | 1.0456 | 1.0456 | 1.0456 | 1.0456 | 1.0456 | 1.0456 | 1.0456 | 1.0456 | 1.0456
[7 empty] | MACRS |  | Year (Low) | 2016 | 2017 | 2018 | 2019 | 2020 | 2021 | 2022 | 2023 | 2024 | 2025 | 2026 | 2027 | 2028 | 2029 | 2030 | 2031 | 2032 | 2033 | 2034 | 2035 | 2036 | 2037 | 2038 | 2039 | 2040 | 2041 | 2042 | 2043 | 2044 | 2045 | 2046 | 2047 | 2048 | 2049 | 2050
[7 empty] | 0.2 | Depreciation Factor | 1 | 0.92529 | 0.92731 | 0.92929 | 0.93124 | 0.93315 | 0.93502 | 0.93685 | 0.93865 | 0.94041 | 0.94213 | 0.94381 | 0.94545 | 0.94706 | 0.94862 | 0.95014 | 0.95068 | 0.95122 | 0.95177 | 0.95231 | 0.95285 | 0.9534 | 0.95394 | 0.95449 | 0.95504 | 0.95559 | 0.95559 | 0.95559 | 0.95559 | 0.95559 | 0.95559 | 0.95559 | 0.95559 | 0.95559 | 0.95559 | 0.95559
[7 empty] | 0.32 |  | 2 | 0.85617 | 0.8599 | 0.86358 | 0.8672 | 0.87076 | 0.87426 | 0.87769 | 0.88106 | 0.88437 | 0.88761 | 0.89078 | 0.89388 | 0.89691 | 0.89987 | 0.90276 | 0.90379 | 0.90482 | 0.90586 | 0.90689 | 0.90793 | 0.90897 | 0.91001 | 0.91105 | 0.9121 | 0.91314 | 0.91314 | 0.91314 | 0.91314 | 0.91314 | 0.91314 | 0.91314 | 0.91314 | 0.91314 | 0.91314 | 0.91314
[7 empty] | 0.192 |  | 3 | 0.7922 | 0.79739 | 0.80252 | 0.80757 | 0.81255 | 0.81745 | 0.82227 | 0.82701 | 0.83167 | 0.83624 | 0.84073 | 0.84512 | 0.84943 | 0.85364 | 0.85775 | 0.85922 | 0.86069 | 0.86216 | 0.86364 | 0.86512 | 0.86661 | 0.8681 | 0.86959 | 0.87109 | 0.87259 | 0.87259 | 0.87259 | 0.87259 | 0.87259 | 0.87259 | 0.87259 | 0.87259 | 0.87259 | 0.87259 | 0.87259
[7 empty] | 0.1152 |  | 4 | 0.73302 | 0.73943 | 0.74577 | 0.75204 | 0.75822 | 0.76433 | 0.77035 | 0.77627 | 0.78211 | 0.78785 | 0.79349 | 0.79903 | 0.80446 | 0.80977 | 0.81498 | 0.81684 | 0.81871 | 0.82058 | 0.82245 | 0.82434 | 0.82622 | 0.82812 | 0.83002 | 0.83192 | 0.83383 | 0.83383 | 0.83383 | 0.83383 | 0.83383 | 0.83383 | 0.83383 | 0.83383 | 0.83383 | 0.83383 | 0.83383
[7 empty] | 0.1152 |  | 5 | 0.67826 | 0.68568 | 0.69304 | 0.70032 | 0.70753 | 0.71466 | 0.7217 | 0.72865 | 0.7355 | 0.74226 | 0.74891 | 0.75544 | 0.76186 | 0.76816 | 0.77434 | 0.77655 | 0.77877 | 0.781 | 0.78323 | 0.78547 | 0.78772 | 0.78998 | 0.79224 | 0.79452 | 0.7968 | 0.7968 | 0.7968 | 0.7968 | 0.7968 | 0.7968 | 0.7968 | 0.7968 | 0.7968 | 0.7968 | 0.7968
[7 empty] | 0.0576 |  | 6 | 0.62759 | 0.63584 | 0.64403 | 0.65217 | 0.66023 | 0.66822 | 0.67613 | 0.68395 | 0.69168 | 0.6993 | 0.70683 | 0.71424 | 0.72153 | 0.72869 | 0.73573 | 0.73825 | 0.74078 | 0.74333 | 0.74588 | 0.74844 | 0.75101 | 0.75359 | 0.75619 | 0.75879 | 0.76141 | 0.76141 | 0.76141 | 0.76141 | 0.76141 | 0.76141 | 0.76141 | 0.76141 | 0.76141 | 0.76141 | 0.76141
[9 empty] | Year (Mid) | 2016 | 2017 | 2018 | 2019 | 2020 | 2021 | 2022 | 2023 | 2024 | 2025 | 2026 | 2027 | 2028 | 2029 | 2030 | 2031 | 2032 | 2033 | 2034 | 2035 | 2036 | 2037 | 2038 | 2039 | 2040 | 2041 | 2042 | 2043 | 2044 | 2045 | 2046 | 2047 | 2048 | 2049 | 2050
[9 empty] | 1 | 0.92529 | 0.92691 | 0.92852 | 0.9301 | 0.93168 | 0.93323 | 0.93477 | 0.93629 | 0.93779 | 0.93927 | 0.94074 | 0.94219 | 0.94362 | 0.94503 | 0.94642 | 0.94705 | 0.94768 | 0.94831 | 0.94894 | 0.94957 | 0.9502 | 0.95083 | 0.95147 | 0.9521 | 0.95274 | 0.95274 | 0.95274 | 0.95274 | 0.95274 | 0.95274 | 0.95274 | 0.95274 | 0.95274 | 0.95274 | 0.95274
[9 empty] | 2 | 0.85617 | 0.85917 | 0.86214 | 0.86509 | 0.86802 | 0.87092 | 0.87379 | 0.87663 | 0.87945 | 0.88223 | 0.88499 | 0.88772 | 0.89042 | 0.89308 | 0.89572 | 0.89691 | 0.8981 | 0.89929 | 0.90048 | 0.90168 | 0.90288 | 0.90408 | 0.90529 | 0.9065 | 0.9077 | 0.9077 | 0.9077 | 0.9077 | 0.9077 | 0.9077 | 0.9077 | 0.9077 | 0.9077 | 0.9077 | 0.9077
[9 empty] | 3 | 0.7922 | 0.79637 | 0.80052 | 0.80463 | 0.80871 | 0.81277 | 0.81679 | 0.82078 | 0.82474 | 0.82866 | 0.83255 | 0.8364 | 0.84021 | 0.84399 | 0.84773 | 0.84942 | 0.85111 | 0.8528 | 0.8545 | 0.85621 | 0.85792 | 0.85963 | 0.86135 | 0.86307 | 0.8648 | 0.8648 | 0.8648 | 0.8648 | 0.8648 | 0.8648 | 0.8648 | 0.8648 | 0.8648 | 0.8648 | 0.8648
[9 empty] | 4 | 0.73302 | 0.73817 | 0.74329 | 0.74839 | 0.75346 | 0.7585 | 0.76351 | 0.76848 | 0.77343 | 0.77834 | 0.78321 | 0.78804 | 0.79284 | 0.7976 | 0.80231 | 0.80444 | 0.80658 | 0.80872 | 0.81087 | 0.81303 | 0.81519 | 0.81737 | 0.81955 | 0.82173 | 0.82393 | 0.82393 | 0.82393 | 0.82393 | 0.82393 | 0.82393 | 0.82393 | 0.82393 | 0.82393 | 0.82393 | 0.82393
[9 empty] | 5 | 0.67826 | 0.68422 | 0.69016 | 0.69608 | 0.70198 | 0.70785 | 0.7137 | 0.71952 | 0.72531 | 0.73107 | 0.7368 | 0.74249 | 0.74814 | 0.75375 | 0.75933 | 0.76185 | 0.76438 | 0.76692 | 0.76947 | 0.77203 | 0.7746 | 0.77718 | 0.77977 | 0.78237 | 0.78499 | 0.78499 | 0.78499 | 0.78499 | 0.78499 | 0.78499 | 0.78499 | 0.78499 | 0.78499 | 0.78499 | 0.78499
[9 empty] | 6 | 0.62759 | 0.63421 | 0.64082 | 0.64743 | 0.65402 | 0.66059 | 0.66714 | 0.67368 | 0.68019 | 0.68667 | 0.69313 | 0.69956 | 0.70596 | 0.71232 | 0.71864 | 0.72151 | 0.72438 | 0.72727 | 0.73018 | 0.73309 | 0.73602 | 0.73897 | 0.74193 | 0.7449 | 0.74788 | 0.74788 | 0.74788 | 0.74788 | 0.74788 | 0.74788 | 0.74788 | 0.74788 | 0.74788 | 0.74788 | 0.74788
[9 empty] | Year (Constant) | 2016 | 2017 | 2018 | 2019 | 2020 | 2021 | 2022 | 2023 | 2024 | 2025 | 2026 | 2027 | 2028 | 2029 | 2030 | 2031 | 2032 | 2033 | 2034 | 2035 | 2036 | 2037 | 2038 | 2039 | 2040 | 2041 | 2042 | 2043 | 2044 | 2045 | 2046 | 2047 | 2048 | 2049 | 2050
[9 empty] | 1 | 0.92529 | 0.92652 | 0.92775 | 0.92898 | 0.93021 | 0.93145 | 0.93269 | 0.93393 | 0.93518 | 0.93643 | 0.93769 | 0.93895 | 0.94021 | 0.94147 | 0.94274 | 0.94345 | 0.94416 | 0.94488 | 0.94559 | 0.94631 | 0.94702 | 0.94774 | 0.94846 | 0.94918 | 0.9499 | 0.9499 | 0.9499 | 0.9499 | 0.9499 | 0.9499 | 0.9499 | 0.9499 | 0.9499 | 0.9499 | 0.9499
[9 empty] | 2 | 0.85617 | 0.85843 | 0.86071 | 0.863 | 0.86529 | 0.8676 | 0.86991 | 0.87223 | 0.87456 | 0.87691 | 0.87926 | 0.88162 | 0.88399 | 0.88637 | 0.88876 | 0.8901 | 0.89144 | 0.89279 | 0.89414 | 0.8955 | 0.89685 | 0.89822 | 0.89958 | 0.90095 | 0.90232 | 0.90232 | 0.90232 | 0.90232 | 0.90232 | 0.90232 | 0.90232 | 0.90232 | 0.90232 | 0.90232 | 0.90232
[9 empty] | 3 | 0.7922 | 0.79535 | 0.79852 | 0.8017 | 0.8049 | 0.80812 | 0.81136 | 0.81461 | 0.81788 | 0.82116 | 0.82447 | 0.82779 | 0.83113 | 0.83449 | 0.83786 | 0.83976 | 0.84167 | 0.84358 | 0.84549 | 0.84742 | 0.84934 | 0.85128 | 0.85322 | 0.85516 | 0.85711 | 0.85711 | 0.85711 | 0.85711 | 0.85711 | 0.85711 | 0.85711 | 0.85711 | 0.85711 | 0.85711 | 0.85711
[9 empty] | 4 | 0.73302 | 0.73691 | 0.74082 | 0.74476 | 0.74873 | 0.75272 | 0.75674 | 0.76079 | 0.76486 | 0.76896 | 0.77309 | 0.77725 | 0.78143 | 0.78565 | 0.78989 | 0.79227 | 0.79467 | 0.79708 | 0.79949 | 0.80192 | 0.80435 | 0.80679 | 0.80924 | 0.8117 | 0.81417 | 0.81417 | 0.81417 | 0.81417 | 0.81417 | 0.81417 | 0.81417 | 0.81417 | 0.81417 | 0.81417 | 0.81417
[9 empty] | 5 | 0.67826 | 0.68276 | 0.6873 | 0.69187 | 0.69648 | 0.70112 | 0.70581 | 0.71053 | 0.71529 | 0.72008 | 0.72492 | 0.72979 | 0.73471 | 0.73966 | 0.74466 | 0.74747 | 0.7503 | 0.75314 | 0.75599 | 0.75886 | 0.76174 | 0.76463 | 0.76753 | 0.77045 | 0.77338 | 0.77338 | 0.77338 | 0.77338 | 0.77338 | 0.77338 | 0.77338 | 0.77338 | 0.77338 | 0.77338 | 0.77338
[9 empty] | 6 | 0.62759 | 0.63259 | 0.63763 | 0.64273 | 0.64787 | 0.65306 | 0.6583 | 0.66359 | 0.66892 | 0.67431 | 0.67975 | 0.68524 | 0.69078 | 0.69637 | 0.70202 | 0.7052 | 0.7084 | 0.71162 | 0.71486 | 0.71811 | 0.72138 | 0.72467 | 0.72798 | 0.7313 | 0.73464 | 0.73464 | 0.73464 | 0.73464 | 0.73464 | 0.73464 | 0.73464 | 0.73464 | 0.73464 | 0.73464 | 0.73464
|  |  |  | X | Graphics | bar: 2025 to 2050
|  | X |  |  | Data Sources for Default Inputs | bar: 2016 to 2031
Current Costs:
[6 empty] | Available Capacity (GW) |  |  |  | 2017: Musial et al., 2016
[6 empty] | Net Capacity Factor (%) |  |  |  | 2017: Musial et al., 2016
[6 empty] | Overnight Capital Cost ($/kW) |  |  |  | 2017: Beiter et al., 2016
[6 empty] | Fixed Operating Expenses ($/kW-yr) |  |  |  | 2017: Beiter et al., 2016
[6 empty] | Variable Operating Expenses ($/MWh) |  |  |  | 2017: N/A
[6 empty] | Grid Feature Cost ($/kW) |  |  |  | 2017: N/A
[6 empty] | Spur Line Cost ($/kW) |  |  |  | 2017: Beiter et al., 2016
Future Projections Costs:
[6 empty] | Net Capacity Factor (%) |  |  |  | 2017: Adapted from Wiser et al., 2016
[6 empty] | Overnight Capital Cost ($/kW) |  |  |  | 2017: Adapted from Wiser et al., 2016
[6 empty] | Fixed Operating Expenses ($/kW-yr) |  |  |  | 2017: Adapted from Wiser et al., 2016
[6 empty] | Variable Operating Expenses ($/MWh) |  |  |  | 2017: N/A
[6 empty] | Grid Connection Cost ($/kW) |  |  |  | 2017: N/A
[6 empty] | Spur Line Cost ($/kW) |  |  |  | 2017: Beiter et all, 2016
?
?
?
?
?
?
?
?
?
?
?
?
?
?
?
?
?
?
?
?
?
?
?
?
?
?
?
?
?
?
?
?
?
?
?
?
?
?
?
?
?
?
?
?
?
?
?
Future Projections
Current (2015)
Current Costs
Data Sources
Future Projections
Graphics
?
?
?
?
?
?
?
?
?
?
?
?
?
?
?
?
?
?
?
?
?
?
?
?
?
?
?
?
?
?
?
?
?
?
?
?
?
?
?
?
?
?
?
?
?
?
?
Future Projections
Current (2016)
Current Costs
Data Sources
Future Projections
Graphics
Future Projections
Current (2016)
Future Projections
Current (2016)
Future Projections
Current (2016)
R&D Financials
Financial Assumption
Market Factors Financials
Choose a Capital Recovery Period (CRP)
20 year
30 year
Technology Life (25 years)
CustomCRP
Group Box 62
Apply Finances to all Technologies
Apply CRP to all Technologies

## PDiCCpDoC
Perc Decline per Doubling (dimensionless)
coal | 0
natural gas nonpeaker | 0
nuclear | 0
hydro | 0
onshore wind | 0.15275
solar PV | 0.285
solar thermal | 0
biomass | 0
geothermal | 0
petroleum | 0
natural gas peaker | 0
lignite | 0
offshore wind | 0.18
crude oil | 0
heavy or residual fuel oil | 0
municipal solid waste | 0