## About
SYC Start Year Electricity Generation Capacity |  | TEXAS ONLY
SYC Fraction of Peakers that Provide Flexibility Points
Source: | Capacities by Plant Type
Energy Information Administration
Retrieved in 2020
Form EIA-860 detailed data for year 2018
https://www.eia.gov/electricity/data/eia860/
Generator file, "Operable" tab
(Note that many unused columns have been removed to reduce file size, improve clarity, and improve Excel's performance.)
Notes
For the U.S. dataset, we do not use the "preexisting nonretiring" quality tier. We classify all preexisting
plants in the same tier (preexisting retiring).
For the U.S. dataset, we only consider natural gas peakers that are combustion turbines
(as opposed to steam turbines and internal combustion engines) to provide flexibility points.
Because the EIA and the Annual Energy Outlook use Net Summer Capacity for many calculations
and inputs, we also use this value in our modeling.
Residual Fuel Oil
Although our data break out RFO-powered plants (which
constitute roughly one third of all petroleum-fired plants
in the U.S.), the U.S. EPS
groups all petroleum plants into one subscript,
so we assign RFO plants along with other petroleum-
fired plants to the petroleum diesel subscript.
Update to TX Notes:
Form 860 was filtered for only TX plants. The US EPS used summer capacity,
but this sheet was updated to use Nameplate capacity
Tab 2018 Form 860 TX was used for manually reconciling/checking discrepancies in summer and nameplate capacities
Form 860_Generator_NameP was originally summertime capacity, but then updated to use nameplate capacity

## Cross-Page Data
Form 860 Prime Mover Codes |  | Form 860 Energy Source Codes |  |  | Cross-walk for 2-check fuels
Prime Mover Code | Prime Mover Description | Code | Energy Source Description | Corresponding Model Subscript | Fuel Type | Primer Mover | Model Energy Source
BA | Energy Storage, Battery | AB | Agriculture Crop Byproducts/Straw/Energy Crops | biomass | NG | CA | natural gas nonpeaker
CE | Energy Storage, Compressed Air | ANT | Anthracite Coal | hard coal | NG | CC | natural gas nonpeaker
CP | Energy Storage, Concentrated Solar Power | BFG | Blast-Furnace Gas | other | NG | CE | other
FW | Energy Storage, Flywheel | BIT | Bituminous Coal | hard coal | NG | CS | natural gas nonpeaker
PS | Energy Storage, Reversible Hydraulic Turbine (Pumped Storage) | BLQ | Black Liquor | biomass | NG | CT | natural gas nonpeaker
ES | Energy Storage, Other (specify in SCHEDULE 7) | CUR | Water, Current | hydro | NG | FC | other
ST | Steam Turbine, including nuclear, geothermal and solar steam (does not include combined cycle) | DFO | Disillate Fuel Oil (all Diesel, and No. 1, No. 2, and No. 4 Fuel Oils) | petroleum | NG | GT | natural gas peaker
GT | Combustion (Gas) Turbine (does not include the combustion turbine part of a combined cycle; see code CT, below) | GEO | Geothermal | geothermal | NG | IC | natural gas peaker
IC | Internal Combustion Engine (diesel, piston, reciprocating) | JF | Jet Fuel | petroleum | NG | OT | other
CA | Combined Cycle Steam Part | KER | Kerosene | other | NG | ST | natural gas peaker
CT | Combined Cycle Combustion Turbine Part | LFG | Landfill Gas | biomass | SUN | PV | solar pv
CS | Combined Cycle Single Shaft (combustion turbine and steam turbine share a single generator) | LIG | Lignite | lignite | SUN | ST | solar thermal
CC | Combined Cycle Total Unit (use only for plants/generators that are in planning stage, for which specific generator details cannot be provided) | MWH | Megawatt Hour (MWh) | other | WND | WT | onshore wind
HA | Hydrokinetic, Axial Flow Turbine | MSB | Biogenic Municipal Solid Waste | municipal solid waste | WND | WS | offshore wind
HB | Hydrokinetic, Wave Buoy | MSN | Non-biogenic Municipal Solid Waste | municipal solid waste
HK | Hydrokinetic, Other (specify in SCHEDULE 7) | MSW | Municipal Solid Waste | municipal solid waste | Note that NG steam turbines and solar thermal use the same prime mover code.
HY | Hydroelectric Turbine (includes turbines associated with delivery of water by pipeline) | NA | Not Available at this Time | other
BT | Turbines Used in a Binary Cycle (including those used for geothermal applications) | NG | Natural Gas | natural gas
PV | Photovoltaic | NUC | Nuclear (Uranium, Plutonium, Thorium) | nuclear
WT | Wind Turbine, Onshore | OBG | Other Biomass Gases (Digester Gas, Methane, and other Biomass Gases) | biomass
WS | Wind Turbine, Offshore | OBL | Other Biomass Liquids (Fish Oil, Liquid Acetonitrite Waste, Medical Waste, Tall Oil, ethanol, Waste Alcohol, and other Biomass Liquids not specified) | biomass
FC | Fuel Cell | OBS | Other Biomass Solids (Animal Manure and Waste, Solid Byproducts, and Other Solid Biomass not specified) | biomass
OT | Other (specify in SCHEDULE 7) | OG | Other Gas (Coke-Oven, Coal Processes, Butane, Refinery, Other Process) | other
|  | OTH | Other (Batteries, Chemicals. Hydrogen, Pitch, Sulfur, Miscellaneous technologies) | other
|  | PC | Petroleum Coke | petroleum
|  | PG | Propane | other
|  | PUR | Purchased Steam | other
|  | RC | Refined Coal | hard coal
|  | RFO | Residual Fuel Oil (Include No. 5, and No. 6 Fuel Oil, and Bunker C Fuel Oil) | petroleum
|  | SC | Coal-based Synfuel. Including briquettes, pellets, or extrusions, which are formed by binding materials or processes that recycle materials. | hard coal
|  | SGP | Synthesis Gas from Petroleum Coke | other
|  | SGC | Coal-Derived Synthetic Gas | hard coal
|  | SLW | Sludge waste | biomass
|  | SUB | Subbituminous Coal | hard coal
|  | SUN | Solar (Photovoltaic, Thermal) | solar
|  | TDF | Tires | other
|  | TID | Water, Tides | hydro
|  | WAT | Water, Conventional or Pumped Storage | hydro
|  | WC | Waste/Other Coal (Culm, Gob, Coke, and Breeze) | hard coal
|  | WDL | Woos Waste Liquids (Red Liquor, Sludge Wood, Spent Sulfite Liquor, and other Wood Related Liquids not specified) | biomass
|  | WDS | Wood/Wood Waste Solids (Paper Pellets, Railroad Ties, Utility Poles, Wood Chips, and Other Wood Solids) | biomass
|  | WH | Waste Heat | other
|  | WND | Wind | wind
|  | WO | Oil-Other, and Waste Oil (Butane (liquid), Crude Oil, Liquid Byproducts, Propane (liquid), Oil Waste, Re-Refined Motor Oil, Sludge Oil, Tar Oil) | petroleum
|  | WV | Water, Waves | hydro

## Form 860_Generator_NameP
2018 Form EIA-860 Data - Schedule 3, 'Generator Data' (Operable Units Only)
Plant Code | Technology | Prime Mover | Nameplate Capacity (MW) | Associated with Combined Heat and Power System | Sector Name | Energy Source 1 | Model Energy Source | Include?
50118 | Natural Gas Fired Combined Cycle | CA | 6 | Y | Commercial CHP | NG | natural gas nonpeaker | FALSE | Include CHP Plants? | TRUE
50118 | Natural Gas Fired Combined Cycle | CA | 7.6 | Y | Commercial CHP | NG | natural gas nonpeaker | FALSE | Include Non-Utilty Plants? | FALSE
50118 | Natural Gas Fired Combined Cycle | CA | 27.2 | Y | Commercial CHP | NG | natural gas nonpeaker | FALSE
50118 | Natural Gas Fired Combined Cycle | CA | 28.8 | Y | Commercial CHP | NG | natural gas nonpeaker | FALSE
50118 | Natural Gas Fired Combined Cycle | CT | 34.4 | Y | Commercial CHP | NG | natural gas nonpeaker | FALSE
50118 | Natural Gas Fired Combined Cycle | CT | 48.5 | Y | Commercial CHP | NG | natural gas nonpeaker | FALSE
58151 | Natural Gas Fired Combined Cycle | CA | 5 | Y | Commercial CHP | NG | natural gas nonpeaker | FALSE
58151 | Natural Gas Fired Combined Cycle | CA | 11 | Y | Commercial CHP | NG | natural gas nonpeaker | FALSE
58151 | Natural Gas Fired Combined Cycle | CT | 34.1 | Y | Commercial CHP | NG | natural gas nonpeaker | FALSE
50054 | Natural Gas Fired Combustion Turbine | GT | 3.1 | Y | Commercial CHP | NG | natural gas peaker | FALSE
50054 | Natural Gas Fired Combustion Turbine | GT | 3.8 | Y | Commercial CHP | NG | natural gas peaker | FALSE
57504 | Natural Gas Fired Combustion Turbine | GT | 48 | Y | Commercial CHP | NG | natural gas peaker | FALSE
59381 | Natural Gas Fired Combustion Turbine | GT | 5 | Y | Commercial CHP | NG | natural gas peaker | FALSE
10184 | Natural Gas Internal Combustion Engine | CT | 6 | Y | Commercial CHP | NG | natural gas nonpeaker | FALSE
10184 | Natural Gas Internal Combustion Engine | CT | 6 | Y | Commercial CHP | NG | natural gas nonpeaker | FALSE
50241 | Natural Gas Internal Combustion Engine | IC | 2.1 | Y | Commercial CHP | NG | natural gas peaker | FALSE
54520 | Natural Gas Internal Combustion Engine | IC | 0.9 | N | Commercial CHP | NG | natural gas peaker | FALSE
54520 | Natural Gas Internal Combustion Engine | IC | 0.9 | N | Commercial CHP | NG | natural gas peaker | FALSE
54607 | Natural Gas Internal Combustion Engine | IC | 3.5 | Y | Commercial CHP | NG | natural gas peaker | FALSE
10184 | Natural Gas Steam Turbine | ST | 2.3 | Y | Commercial CHP | NG | natural gas peaker | FALSE
54520 | Other Waste Biomass | GT | 5.3 | Y | Commercial CHP | OBG | biomass | FALSE
54520 | Other Waste Biomass | GT | 5.3 | Y | Commercial CHP | OBG | biomass | FALSE
50241 | Petroleum Liquids | IC | 2.1 | Y | Commercial CHP | DFO | petroleum | FALSE
61355 | Conventional Hydroelectric | HY | 1.3 | N | Commercial Non-CHP | WAT | hydro | FALSE
58404 | Onshore Wind Turbine | WT | 11.5 | N | Commercial Non-CHP | WND | onshore wind | FALSE
61589 | Onshore Wind Turbine | WT | 0.1 | N | Commercial Non-CHP | WND | onshore wind | FALSE
61589 | Onshore Wind Turbine | WT | 3.4 | N | Commercial Non-CHP | WND | onshore wind | FALSE
55390 | Petroleum Liquids | IC | 1.8 | N | Commercial Non-CHP | DFO | petroleum | FALSE
55390 | Petroleum Liquids | IC | 1.8 | N | Commercial Non-CHP | DFO | petroleum | FALSE
55390 | Petroleum Liquids | IC | 1.8 | N | Commercial Non-CHP | DFO | petroleum | FALSE
55390 | Petroleum Liquids | IC | 1.8 | N | Commercial Non-CHP | DFO | petroleum | FALSE
55390 | Petroleum Liquids | IC | 1.8 | N | Commercial Non-CHP | DFO | petroleum | FALSE
55390 | Petroleum Liquids | IC | 1.8 | N | Commercial Non-CHP | DFO | petroleum | FALSE
58013 | Solar Photovoltaic | PV | 1.4 | N | Commercial Non-CHP | SUN | solar PV | FALSE
10436 | All Other | ST | 7.5 | N | Industrial CHP | WH | other | FALSE
50153 | All Other | ST | 45 | Y | Industrial CHP | PUR | other | FALSE
50304 | All Other | ST | 51 | N | Industrial CHP | PUR | other | FALSE
50304 | All Other | ST | 51 | N | Industrial CHP | PUR | other | FALSE
52065 | All Other | ST | 1.5 | Y | Industrial CHP | WH | other | FALSE
52065 | All Other | ST | 6 | Y | Industrial CHP | WH | other | FALSE
55311 | All Other | ST | 11.7 | Y | Industrial CHP | WH | other | FALSE
10554 | Natural Gas Fired Combined Cycle | CA | 33.5 | Y | Industrial CHP | NG | natural gas nonpeaker | FALSE
10554 | Natural Gas Fired Combined Cycle | CT | 36.2 | Y | Industrial CHP | NG | natural gas nonpeaker | FALSE
10554 | Natural Gas Fired Combined Cycle | CA | 55 | Y | Industrial CHP | NG | natural gas nonpeaker | FALSE
10554 | Natural Gas Fired Combined Cycle | CA | 66.3 | Y | Industrial CHP | NG | natural gas nonpeaker | FALSE
10554 | Natural Gas Fired Combined Cycle | CT | 82.5 | Y | Industrial CHP | NG | natural gas nonpeaker | FALSE
10554 | Natural Gas Fired Combined Cycle | CT | 82.5 | Y | Industrial CHP | NG | natural gas nonpeaker | FALSE
10554 | Natural Gas Fired Combined Cycle | CT | 82.5 | Y | Industrial CHP | NG | natural gas nonpeaker | FALSE
10554 | Natural Gas Fired Combined Cycle | CT | 82.5 | Y | Industrial CHP | NG | natural gas nonpeaker | FALSE
10554 | Natural Gas Fired Combined Cycle | CT | 82.5 | Y | Industrial CHP | NG | natural gas nonpeaker | FALSE
10554 | Natural Gas Fired Combined Cycle | CT | 85.9 | Y | Industrial CHP | NG | natural gas nonpeaker | FALSE
10789 | Natural Gas Fired Combined Cycle | CA | 6.2 | Y | Industrial CHP | NG | natural gas nonpeaker | FALSE
10789 | Natural Gas Fired Combined Cycle | CT | 89.9 | Y | Industrial CHP | NG | natural gas nonpeaker | FALSE
10789 | Natural Gas Fired Combined Cycle | CA | 145 | Y | Industrial CHP | NG | natural gas nonpeaker | FALSE
10789 | Natural Gas Fired Combined Cycle | CT | 180 | Y | Industrial CHP | NG | natural gas nonpeaker | FALSE
10789 | Natural Gas Fired Combined Cycle | CT | 180 | Y | Industrial CHP | NG | natural gas nonpeaker | FALSE
50043 | Natural Gas Fired Combined Cycle | CT | 84.9 | Y | Industrial CHP | NG | natural gas nonpeaker | FALSE
50043 | Natural Gas Fired Combined Cycle | CA | 87.4 | Y | Industrial CHP | NG | natural gas nonpeaker | FALSE
50043 | Natural Gas Fired Combined Cycle | CT | 104.2 | Y | Industrial CHP | NG | natural gas nonpeaker | FALSE
50043 | Natural Gas Fired Combined Cycle | CT | 104.2 | Y | Industrial CHP | NG | natural gas nonpeaker | FALSE
50150 | Natural Gas Fired Combined Cycle | CA | 6 | Y | Industrial CHP | NG | natural gas nonpeaker | FALSE
50150 | Natural Gas Fired Combined Cycle | CT | 12 | Y | Industrial CHP | NG | natural gas nonpeaker | FALSE
50150 | Natural Gas Fired Combined Cycle | CA | 15 | Y | Industrial CHP | NG | natural gas nonpeaker | FALSE
50150 | Natural Gas Fired Combined Cycle | CA | 15 | Y | Industrial CHP | NG | natural gas nonpeaker | FALSE
50150 | Natural Gas Fired Combined Cycle | CA | 15 | Y | Industrial CHP | NG | natural gas nonpeaker | FALSE
50150 | Natural Gas Fired Combined Cycle | CT | 35 | Y | Industrial CHP | NG | natural gas nonpeaker | FALSE
50150 | Natural Gas Fired Combined Cycle | CT | 35 | Y | Industrial CHP | NG | natural gas nonpeaker | FALSE
50150 | Natural Gas Fired Combined Cycle | CT | 35 | N | Industrial CHP | NG | natural gas nonpeaker | FALSE
50973 | Natural Gas Fired Combined Cycle | CA | 10 | Y | Industrial CHP | NG | natural gas nonpeaker | FALSE
50973 | Natural Gas Fired Combined Cycle | CA | 15.6 | Y | Industrial CHP | NG | natural gas nonpeaker | FALSE
50973 | Natural Gas Fired Combined Cycle | CA | 25.5 | Y | Industrial CHP | NG | natural gas nonpeaker | FALSE
50973 | Natural Gas Fired Combined Cycle | CT | 40.5 | Y | Industrial CHP | NG | natural gas nonpeaker | FALSE
50973 | Natural Gas Fired Combined Cycle | CT | 41.6 | Y | Industrial CHP | NG | natural gas nonpeaker | FALSE
50973 | Natural Gas Fired Combined Cycle | CT | 41.6 | Y | Industrial CHP | NG | natural gas nonpeaker | FALSE
50973 | Natural Gas Fired Combined Cycle | CT | 41.6 | Y | Industrial CHP | NG | natural gas nonpeaker | FALSE
50973 | Natural Gas Fired Combined Cycle | CT | 41.6 | Y | Industrial CHP | NG | natural gas nonpeaker | FALSE
52120 | Natural Gas Fired Combined Cycle | CA | 64.8 | Y | Industrial CHP | NG | natural gas nonpeaker | FALSE
52120 | Natural Gas Fired Combined Cycle | CT | 94.5 | Y | Industrial CHP | NG | natural gas nonpeaker | FALSE
52120 | Natural Gas Fired Combined Cycle | CT | 94.5 | Y | Industrial CHP | NG | natural gas nonpeaker | FALSE
52120 | Natural Gas Fired Combined Cycle | CA | 111.3 | Y | Industrial CHP | NG | natural gas nonpeaker | FALSE
52120 | Natural Gas Fired Combined Cycle | CT | 119 | Y | Industrial CHP | NG | natural gas nonpeaker | FALSE
52120 | Natural Gas Fired Combined Cycle | CT | 119 | Y | Industrial CHP | NG | natural gas nonpeaker | FALSE
52132 | Natural Gas Fired Combined Cycle | CA | 34.7 | Y | Industrial CHP | NG | natural gas nonpeaker | FALSE
52132 | Natural Gas Fired Combined Cycle | CT | 78.2 | Y | Industrial CHP | NG | natural gas nonpeaker | FALSE
52132 | Natural Gas Fired Combined Cycle | CT | 78.2 | Y | Industrial CHP | NG | natural gas nonpeaker | FALSE
55313 | Natural Gas Fired Combined Cycle | CT | 170.1 | Y | Industrial CHP | NG | natural gas nonpeaker | FALSE
55313 | Natural Gas Fired Combined Cycle | CT | 170.1 | Y | Industrial CHP | NG | natural gas nonpeaker | FALSE
55470 | Natural Gas Fired Combined Cycle | CA | 110 | Y | Industrial CHP | NG | natural gas nonpeaker | FALSE
55470 | Natural Gas Fired Combined Cycle | CT | 167 | Y | Industrial CHP | NG | natural gas nonpeaker | FALSE
55470 | Natural Gas Fired Combined Cycle | CT | 167 | Y | Industrial CHP | NG | natural gas nonpeaker | FALSE
55470 | Natural Gas Fired Combined Cycle | CT | 167 | Y | Industrial CHP | NG | natural gas nonpeaker | FALSE
55470 | Natural Gas Fired Combined Cycle | CA | 250 | Y | Industrial CHP | NG | natural gas nonpeaker | FALSE
56152 | Natural Gas Fired Combined Cycle | CA | 80 | Y | Industrial CHP | NG | natural gas nonpeaker | FALSE
56152 | Natural Gas Fired Combined Cycle | CT | 180 | Y | Industrial CHP | NG | natural gas nonpeaker | FALSE
55309 | Natural Gas Fired Combustion Turbine | CT | 78.2 | Y | Industrial CHP | NG | natural gas nonpeaker | FALSE
10154 | Natural Gas Fired Combustion Turbine | GT | 41 | Y | Industrial CHP | NG | natural gas peaker | FALSE
10243 | Natural Gas Fired Combustion Turbine | GT | 44.2 | Y | Industrial CHP | NG | natural gas peaker | FALSE
10261 | Natural Gas Fired Combustion Turbine | GT | 2.5 | Y | Industrial CHP | NG | natural gas peaker | FALSE
10261 | Natural Gas Fired Combustion Turbine | GT | 2.5 | Y | Industrial CHP | NG | natural gas peaker | FALSE
10261 | Natural Gas Fired Combustion Turbine | GT | 3.4 | Y | Industrial CHP | NG | natural gas peaker | FALSE
10261 | Natural Gas Fired Combustion Turbine | GT | 3.4 | Y | Industrial CHP | NG | natural gas peaker | FALSE
10261 | Natural Gas Fired Combustion Turbine | GT | 3.4 | Y | Industrial CHP | NG | natural gas peaker | FALSE
10261 | Natural Gas Fired Combustion Turbine | GT | 3.5 | Y | Industrial CHP | NG | natural gas peaker | FALSE
10261 | Natural Gas Fired Combustion Turbine | GT | 3.5 | Y | Industrial CHP | NG | natural gas peaker | FALSE
10261 | Natural Gas Fired Combustion Turbine | GT | 3.5 | Y | Industrial CHP | NG | natural gas peaker | FALSE
10298 | Natural Gas Fired Combustion Turbine | GT | 76.5 | Y | Industrial CHP | NG | natural gas peaker | FALSE
10298 | Natural Gas Fired Combustion Turbine | GT | 76.5 | N | Industrial CHP | NG | natural gas peaker | FALSE
10298 | Natural Gas Fired Combustion Turbine | GT | 79.6 | N | Industrial CHP | NG | natural gas peaker | FALSE
10298 | Natural Gas Fired Combustion Turbine | GT | 79.6 | N | Industrial CHP | NG | natural gas peaker | FALSE
10436 | Natural Gas Fired Combustion Turbine | GT | 24.2 | Y | Industrial CHP | NG | natural gas peaker | FALSE
10436 | Natural Gas Fired Combustion Turbine | GT | 24.2 | Y | Industrial CHP | NG | natural gas peaker | FALSE
10436 | Natural Gas Fired Combustion Turbine | GT | 24.2 | Y | Industrial CHP | NG | natural gas peaker | FALSE
10436 | Natural Gas Fired Combustion Turbine | GT | 24.2 | Y | Industrial CHP | NG | natural gas peaker | FALSE
10436 | Natural Gas Fired Combustion Turbine | GT | 36.5 | Y | Industrial CHP | NG | natural gas peaker | FALSE
10436 | Natural Gas Fired Combustion Turbine | GT | 36.5 | Y | Industrial CHP | NG | natural gas peaker | FALSE
10568 | Natural Gas Fired Combustion Turbine | GT | 38.4 | Y | Industrial CHP | NG | natural gas peaker | FALSE
10692 | Natural Gas Fired Combustion Turbine | GT | 39.7 | Y | Industrial CHP | NG | natural gas peaker | FALSE
10692 | Natural Gas Fired Combustion Turbine | GT | 39.7 | Y | Industrial CHP | NG | natural gas peaker | FALSE
10692 | Natural Gas Fired Combustion Turbine | GT | 39.7 | Y | Industrial CHP | NG | natural gas peaker | FALSE
10692 | Natural Gas Fired Combustion Turbine | GT | 98.9 | Y | Industrial CHP | NG | natural gas peaker | FALSE
10692 | Natural Gas Fired Combustion Turbine | GT | 163.8 | Y | Industrial CHP | NG | natural gas peaker | FALSE
10790 | Natural Gas Fired Combustion Turbine | GT | 102.4 | Y | Industrial CHP | NG | natural gas peaker | FALSE
50026 | Natural Gas Fired Combustion Turbine | GT | 47 | Y | Industrial CHP | NG | natural gas peaker | FALSE
50475 | Natural Gas Fired Combustion Turbine | GT | 41 | Y | Industrial CHP | NG | natural gas peaker | FALSE
50625 | Natural Gas Fired Combustion Turbine | GT | 38.6 | Y | Industrial CHP | NG | natural gas peaker | FALSE
50625 | Natural Gas Fired Combustion Turbine | GT | 163 | Y | Industrial CHP | NG | natural gas peaker | FALSE
50625 | Natural Gas Fired Combustion Turbine | GT | 163 | Y | Industrial CHP | NG | natural gas peaker | FALSE
50625 | Natural Gas Fired Combustion Turbine | GT | 163 | Y | Industrial CHP | NG | natural gas peaker | FALSE
50973 | Natural Gas Fired Combustion Turbine | GT | 18.8 | Y | Industrial CHP | NG | natural gas peaker | FALSE
52120 | Natural Gas Fired Combustion Turbine | GT | 75 | Y | Industrial CHP | NG | natural gas peaker | FALSE
52122 | Natural Gas Fired Combustion Turbine | GT | 23.4 | Y | Industrial CHP | NG | natural gas peaker | FALSE
54321 | Natural Gas Fired Combustion Turbine | GT | 5 | Y | Industrial CHP | NG | natural gas peaker | FALSE
54321 | Natural Gas Fired Combustion Turbine | GT | 5 | Y | Industrial CHP | NG | natural gas peaker | FALSE
54321 | Natural Gas Fired Combustion Turbine | GT | 5 | Y | Industrial CHP | NG | natural gas peaker | FALSE
54321 | Natural Gas Fired Combustion Turbine | GT | 5 | Y | Industrial CHP | NG | natural gas peaker | FALSE
54330 | Natural Gas Fired Combustion Turbine | GT | 3.7 | Y | Industrial CHP | NG | natural gas peaker | FALSE
54628 | Natural Gas Fired Combustion Turbine | GT | 3.5 | Y | Industrial CHP | NG | natural gas peaker | FALSE
54628 | Natural Gas Fired Combustion Turbine | GT | 3.5 | Y | Industrial CHP | NG | natural gas peaker | FALSE
54628 | Natural Gas Fired Combustion Turbine | GT | 4.2 | Y | Industrial CHP | NG | natural gas peaker | FALSE
54628 | Natural Gas Fired Combustion Turbine | GT | 4.2 | Y | Industrial CHP | NG | natural gas peaker | FALSE
54628 | Natural Gas Fired Combustion Turbine | GT | 4.2 | Y | Industrial CHP | NG | natural gas peaker | FALSE
54637 | Natural Gas Fired Combustion Turbine | GT | 38.6 | Y | Industrial CHP | NG | natural gas peaker | FALSE
54637 | Natural Gas Fired Combustion Turbine | GT | 38.6 | Y | Industrial CHP | NG | natural gas peaker | FALSE
54748 | Natural Gas Fired Combustion Turbine | GT | 38 | Y | Industrial CHP | NG | natural gas peaker | FALSE
55025 | Natural Gas Fired Combustion Turbine | GT | 2.8 | Y | Industrial CHP | NG | natural gas peaker | FALSE
55025 | Natural Gas Fired Combustion Turbine | GT | 2.8 | Y | Industrial CHP | NG | natural gas peaker | FALSE
55122 | Natural Gas Fired Combustion Turbine | GT | 41.6 | Y | Industrial CHP | NG | natural gas peaker | FALSE
55122 | Natural Gas Fired Combustion Turbine | GT | 41.6 | Y | Industrial CHP | NG | natural gas peaker | FALSE
55309 | Natural Gas Fired Combustion Turbine | GT | 32.8 | Y | Industrial CHP | NG | natural gas peaker | FALSE
55309 | Natural Gas Fired Combustion Turbine | GT | 37.6 | Y | Industrial CHP | NG | natural gas peaker | FALSE
55311 | Natural Gas Fired Combustion Turbine | GT | 81 | Y | Industrial CHP | NG | natural gas peaker | FALSE
57322 | Natural Gas Fired Combustion Turbine | GT | 15 | Y | Industrial CHP | NG | natural gas peaker | FALSE
50229 | Natural Gas Steam Turbine | ST | 35 | Y | Industrial CHP | NG | natural gas peaker | FALSE
50625 | Natural Gas Steam Turbine | ST | 20 | Y | Industrial CHP | NG | natural gas peaker | FALSE
50625 | Natural Gas Steam Turbine | ST | 25 | Y | Industrial CHP | NG | natural gas peaker | FALSE
50625 | Natural Gas Steam Turbine | ST | 27.2 | Y | Industrial CHP | NG | natural gas peaker | FALSE
50625 | Natural Gas Steam Turbine | ST | 30 | Y | Industrial CHP | NG | natural gas peaker | FALSE
50625 | Natural Gas Steam Turbine | ST | 40.5 | Y | Industrial CHP | NG | natural gas peaker | FALSE
52069 | Natural Gas Steam Turbine | ST | 15.1 | Y | Industrial CHP | NG | natural gas peaker | FALSE
52069 | Natural Gas Steam Turbine | ST | 16 | Y | Industrial CHP | NG | natural gas peaker | FALSE
52069 | Natural Gas Steam Turbine | ST | 16 | Y | Industrial CHP | NG | natural gas peaker | FALSE
52069 | Natural Gas Steam Turbine | ST | 16 | Y | Industrial CHP | NG | natural gas peaker | FALSE
54321 | Natural Gas Steam Turbine | ST | 14.8 | Y | Industrial CHP | NG | natural gas peaker | FALSE
10418 | Other Gases | ST | 6 | Y | Industrial CHP | OG | other | FALSE
10418 | Other Gases | ST | 46.1 | Y | Industrial CHP | OG | other | FALSE
50067 | Other Gases | ST | 37.5 | Y | Industrial CHP | BFG | other | FALSE
50304 | Other Gases | GT | 75 | Y | Industrial CHP | OG | other | FALSE
50304 | Other Gases | GT | 75 | Y | Industrial CHP | OG | other | FALSE
50625 | Other Gases | OT | 7.5 | N | Industrial CHP | OG | other | FALSE
55309 | Other Gases | ST | 20.5 | Y | Industrial CHP | OG | other | FALSE
55313 | Other Gases | CA | 176.8 | Y | Industrial CHP | OG | other | FALSE
54338 | Other Waste Biomass | ST | 2.5 | Y | Industrial CHP | AB | biomass | FALSE
54338 | Other Waste Biomass | ST | 2.5 | Y | Industrial CHP | AB | biomass | FALSE
54338 | Other Waste Biomass | ST | 2.5 | Y | Industrial CHP | AB | biomass | FALSE
54338 | Other Waste Biomass | ST | 16 | Y | Industrial CHP | AB | biomass | FALSE
10167 | Petroleum Coke | ST | 7.6 | Y | Industrial CHP | PC | petroleum | FALSE
58069 | Petroleum Coke | ST | 4.7 | Y | Industrial CHP | PC | petroleum | FALSE
54338 | Petroleum Liquids | IC | 1.4 | N | Industrial CHP | DFO | petroleum | FALSE
10425 | Wood/Wood Waste Biomass | ST | 48 | Y | Industrial CHP | BLQ | biomass | FALSE
50101 | Wood/Wood Waste Biomass | ST | 7.5 | Y | Industrial CHP | BLQ | biomass | FALSE
50101 | Wood/Wood Waste Biomass | ST | 17.6 | Y | Industrial CHP | BLQ | biomass | FALSE
50101 | Wood/Wood Waste Biomass | ST | 32.6 | Y | Industrial CHP | BLQ | biomass | FALSE
50141 | Wood/Wood Waste Biomass | ST | 5 | Y | Industrial CHP | WDS | biomass | FALSE
54097 | Wood/Wood Waste Biomass | ST | 25 | Y | Industrial CHP | BLQ | biomass | FALSE
54097 | Wood/Wood Waste Biomass | ST | 40 | Y | Industrial CHP | BLQ | biomass | FALSE
50121 | All Other | ST | 12 | N | Industrial Non-CHP | WH | other | FALSE
50404 | All Other | ST | 15 | N | Industrial Non-CHP | WH | other | FALSE
50404 | All Other | ST | 23.8 | N | Industrial Non-CHP | WH | other | FALSE
56233 | Natural Gas Fired Combined Cycle | CA | 32.9 | N | Industrial Non-CHP | NG | natural gas nonpeaker | FALSE
56233 | Natural Gas Fired Combined Cycle | CT | 60.5 | N | Industrial Non-CHP | NG | natural gas nonpeaker | FALSE
56233 | Natural Gas Fired Combined Cycle | CT | 60.5 | N | Industrial Non-CHP | NG | natural gas nonpeaker | FALSE
55052 | Natural Gas Internal Combustion Engine | IC | 0.4 | N | Industrial Non-CHP | NG | natural gas peaker | FALSE
55052 | Natural Gas Internal Combustion Engine | IC | 0.4 | N | Industrial Non-CHP | NG | natural gas peaker | FALSE
55052 | Natural Gas Internal Combustion Engine | IC | 0.5 | N | Industrial Non-CHP | NG | natural gas peaker | FALSE
55052 | Natural Gas Internal Combustion Engine | IC | 0.5 | N | Industrial Non-CHP | NG | natural gas peaker | FALSE
55053 | Natural Gas Internal Combustion Engine | IC | 0.8 | N | Industrial Non-CHP | NG | natural gas peaker | FALSE
55053 | Natural Gas Internal Combustion Engine | IC | 0.8 | N | Industrial Non-CHP | NG | natural gas peaker | FALSE
55053 | Natural Gas Internal Combustion Engine | IC | 0.8 | N | Industrial Non-CHP | NG | natural gas peaker | FALSE
55053 | Natural Gas Internal Combustion Engine | IC | 0.8 | N | Industrial Non-CHP | NG | natural gas peaker | FALSE
55053 | Natural Gas Internal Combustion Engine | IC | 0.8 | N | Industrial Non-CHP | NG | natural gas peaker | FALSE
55053 | Natural Gas Internal Combustion Engine | IC | 0.8 | N | Industrial Non-CHP | NG | natural gas peaker | FALSE
55053 | Natural Gas Internal Combustion Engine | IC | 0.8 | N | Industrial Non-CHP | NG | natural gas peaker | FALSE
55053 | Natural Gas Internal Combustion Engine | IC | 0.8 | N | Industrial Non-CHP | NG | natural gas peaker | FALSE
55053 | Natural Gas Internal Combustion Engine | IC | 0.8 | N | Industrial Non-CHP | NG | natural gas peaker | FALSE
55053 | Natural Gas Internal Combustion Engine | IC | 0.8 | N | Industrial Non-CHP | NG | natural gas peaker | FALSE
55053 | Natural Gas Internal Combustion Engine | IC | 0.8 | N | Industrial Non-CHP | NG | natural gas peaker | FALSE
55053 | Natural Gas Internal Combustion Engine | IC | 0.8 | N | Industrial Non-CHP | NG | natural gas peaker | FALSE
55053 | Natural Gas Internal Combustion Engine | IC | 0.8 | N | Industrial Non-CHP | NG | natural gas peaker | FALSE
57952 | Natural Gas Internal Combustion Engine | IC | 1 | N | Industrial Non-CHP | NG | natural gas peaker | FALSE
57952 | Natural Gas Internal Combustion Engine | IC | 1 | N | Industrial Non-CHP | NG | natural gas peaker | FALSE
57952 | Natural Gas Internal Combustion Engine | IC | 1 | N | Industrial Non-CHP | NG | natural gas peaker | FALSE
56708 | Natural Gas Steam Turbine | ST | 155 | N | Industrial Non-CHP | NG | natural gas peaker | FALSE
56708 | Natural Gas Steam Turbine | ST | 155 | N | Industrial Non-CHP | NG | natural gas peaker | FALSE
61848 | Onshore Wind Turbine | WT | 10 | N | Industrial Non-CHP | WND | onshore wind | FALSE
10072 | Other Gases | ST | 20 | N | Industrial Non-CHP | OG | other | FALSE
10187 | Other Gases | ST | 10 | N | Industrial Non-CHP | OG | other | FALSE
50121 | Petroleum Coke | ST | 28.6 | N | Industrial Non-CHP | PC | petroleum | FALSE
50121 | Petroleum Coke | ST | 28.6 | N | Industrial Non-CHP | PC | petroleum | FALSE
54364 | Petroleum Liquids | IC | 0.9 | N | Industrial Non-CHP | DFO | petroleum | FALSE
54364 | Petroleum Liquids | IC | 2 | N | Industrial Non-CHP | DFO | petroleum | FALSE
54364 | Petroleum Liquids | IC | 2 | N | Industrial Non-CHP | DFO | petroleum | FALSE
61741 | Batteries | BA | 1.5 | N | Electric Utility | MWH | other | TRUE
791 | Conventional Hydroelectric | HY | 3 | N | Electric Utility | WAT | hydro | TRUE
791 | Conventional Hydroelectric | HY | 3 | N | Electric Utility | WAT | hydro | TRUE
794 | Conventional Hydroelectric | HY | 2.8 | N | Electric Utility | WAT | hydro | TRUE
3581 | Conventional Hydroelectric | HY | 1.4 | N | Electric Utility | WAT | hydro | TRUE
3581 | Conventional Hydroelectric | HY | 1.4 | N | Electric Utility | WAT | hydro | TRUE
3582 | Conventional Hydroelectric | HY | 1.8 | N | Electric Utility | WAT | hydro | TRUE
3582 | Conventional Hydroelectric | HY | 1.8 | N | Electric Utility | WAT | hydro | TRUE
3583 | Conventional Hydroelectric | HY | 2.4 | N | Electric Utility | WAT | hydro | TRUE
3584 | Conventional Hydroelectric | HY | 2.4 | N | Electric Utility | WAT | hydro | TRUE
3585 | Conventional Hydroelectric | HY | 1.2 | N | Electric Utility | WAT | hydro | TRUE
3585 | Conventional Hydroelectric | HY | 1.2 | N | Electric Utility | WAT | hydro | TRUE
3586 | Conventional Hydroelectric | HY | 2.4 | N | Electric Utility | WAT | hydro | TRUE
3594 | Conventional Hydroelectric | HY | 9 | N | Electric Utility | WAT | hydro | TRUE
3594 | Conventional Hydroelectric | HY | 9 | N | Electric Utility | WAT | hydro | TRUE
3595 | Conventional Hydroelectric | HY | 18.3 | N | Electric Utility | WAT | hydro | TRUE
3595 | Conventional Hydroelectric | HY | 18.3 | N | Electric Utility | WAT | hydro | TRUE
3595 | Conventional Hydroelectric | HY | 18.3 | N | Electric Utility | WAT | hydro | TRUE
3597 | Conventional Hydroelectric | HY | 27 | N | Electric Utility | WAT | hydro | TRUE
3597 | Conventional Hydroelectric | HY | 27 | N | Electric Utility | WAT | hydro | TRUE
3598 | Conventional Hydroelectric | HY | 15 | N | Electric Utility | WAT | hydro | TRUE
3599 | Conventional Hydroelectric | HY | 19.8 | N | Electric Utility | WAT | hydro | TRUE
3599 | Conventional Hydroelectric | HY | 19.8 | N | Electric Utility | WAT | hydro | TRUE
3600 | Conventional Hydroelectric | HY | 36 | N | Electric Utility | WAT | hydro | TRUE
3600 | Conventional Hydroelectric | HY | 36 | N | Electric Utility | WAT | hydro | TRUE
3600 | Conventional Hydroelectric | HY | 36 | N | Electric Utility | WAT | hydro | TRUE
6128 | Conventional Hydroelectric | HY | 33 | N | Electric Utility | WAT | hydro | TRUE
6128 | Conventional Hydroelectric | HY | 33 | N | Electric Utility | WAT | hydro | TRUE
6410 | Conventional Hydroelectric | HY | 10.5 | N | Electric Utility | WAT | hydro | TRUE
6410 | Conventional Hydroelectric | HY | 10.5 | N | Electric Utility | WAT | hydro | TRUE
6410 | Conventional Hydroelectric | HY | 10.5 | N | Electric Utility | WAT | hydro | TRUE
6413 | Conventional Hydroelectric | HY | 26 | N | Electric Utility | WAT | hydro | TRUE
6413 | Conventional Hydroelectric | HY | 26 | N | Electric Utility | WAT | hydro | TRUE
6414 | Conventional Hydroelectric | HY | 20.9 | N | Electric Utility | WAT | hydro | TRUE
6414 | Conventional Hydroelectric | HY | 20.9 | N | Electric Utility | WAT | hydro | TRUE
6416 | Conventional Hydroelectric | HY | 50.8 | N | Electric Utility | WAT | hydro | TRUE
6416 | Conventional Hydroelectric | HY | 50.8 | N | Electric Utility | WAT | hydro | TRUE
6595 | Conventional Hydroelectric | HY | 40.5 | N | Electric Utility | WAT | hydro | TRUE
6595 | Conventional Hydroelectric | HY | 40.5 | N | Electric Utility | WAT | hydro | TRUE
7200 | Conventional Hydroelectric | HY | 4 | N | Electric Utility | WAT | hydro | TRUE
7200 | Conventional Hydroelectric | HY | 4 | N | Electric Utility | WAT | hydro | TRUE
7394 | Conventional Hydroelectric | HY | 0.5 | N | Electric Utility | WAT | hydro | TRUE
7394 | Conventional Hydroelectric | HY | 0.5 | N | Electric Utility | WAT | hydro | TRUE
7394 | Conventional Hydroelectric | HY | 0.5 | N | Electric Utility | WAT | hydro | TRUE
127 | Conventional Steam Coal | ST | 720 | N | Electric Utility | SUB | hard coal | TRUE
6136 | Conventional Steam Coal | ST | 453.5 | N | Electric Utility | SUB | hard coal | TRUE
6139 | Conventional Steam Coal | ST | 558 | N | Electric Utility | SUB | hard coal | TRUE
6139 | Conventional Steam Coal | ST | 558 | N | Electric Utility | SUB | hard coal | TRUE
6179 | Conventional Steam Coal | ST | 460 | N | Electric Utility | SUB | hard coal | TRUE
6179 | Conventional Steam Coal | ST | 615 | N | Electric Utility | SUB | hard coal | TRUE
6179 | Conventional Steam Coal | ST | 615 | N | Electric Utility | SUB | hard coal | TRUE
6181 | Conventional Steam Coal | ST | 446 | N | Electric Utility | SUB | hard coal | TRUE
6181 | Conventional Steam Coal | ST | 486 | N | Electric Utility | SUB | hard coal | TRUE
6193 | Conventional Steam Coal | ST | 360 | N | Electric Utility | SUB | hard coal | TRUE
6193 | Conventional Steam Coal | ST | 360 | N | Electric Utility | SUB | hard coal | TRUE
6193 | Conventional Steam Coal | ST | 360 | N | Electric Utility | SUB | hard coal | TRUE
6194 | Conventional Steam Coal | ST | 567.9 | N | Electric Utility | SUB | hard coal | TRUE
6194 | Conventional Steam Coal | ST | 567.9 | N | Electric Utility | SUB | hard coal | TRUE
7097 | Conventional Steam Coal | ST | 566 | N | Electric Utility | SUB | hard coal | TRUE
7097 | Conventional Steam Coal | ST | 878 | N | Electric Utility | SUB | hard coal | TRUE
6183 | Conventional Steam Coal | ST | 410 | N | Electric Utility | LIG | lignite | TRUE
7902 | Conventional Steam Coal | ST | 721 | N | Electric Utility | LIG | lignite | TRUE
61742 | Flywheels | FW | 2.5 | N | Electric Utility | MWH | other | TRUE
61742 | Flywheels | FW | 2.5 | N | Electric Utility | MWH | other | TRUE
3456 | Natural Gas Fired Combined Cycle | CT | 85 | N | Electric Utility | NG | natural gas nonpeaker | TRUE
3456 | Natural Gas Fired Combined Cycle | CT | 85 | N | Electric Utility | NG | natural gas nonpeaker | TRUE
3456 | Natural Gas Fired Combined Cycle | CT | 86.5 | N | Electric Utility | NG | natural gas nonpeaker | TRUE
3456 | Natural Gas Fired Combined Cycle | CT | 86.5 | N | Electric Utility | NG | natural gas nonpeaker | TRUE
3456 | Natural Gas Fired Combined Cycle | CA | 120 | N | Electric Utility | NG | natural gas nonpeaker | TRUE
3456 | Natural Gas Fired Combined Cycle | CA | 134 | N | Electric Utility | NG | natural gas nonpeaker | TRUE
3559 | Natural Gas Fired Combined Cycle | CA | 25 | N | Electric Utility | NG | natural gas nonpeaker | TRUE
3559 | Natural Gas Fired Combined Cycle | CT | 50 | N | Electric Utility | NG | natural gas nonpeaker | TRUE
3604 | Natural Gas Fired Combined Cycle | CA | 22 | N | Electric Utility | NG | natural gas nonpeaker | TRUE
3604 | Natural Gas Fired Combined Cycle | CA | 22 | N | Electric Utility | NG | natural gas nonpeaker | TRUE
3604 | Natural Gas Fired Combined Cycle | CT | 40 | N | Electric Utility | NG | natural gas nonpeaker | TRUE
3631 | Natural Gas Fired Combined Cycle | CA | 42 | N | Electric Utility | NG | natural gas nonpeaker | TRUE
3631 | Natural Gas Fired Combined Cycle | CT | 49.2 | N | Electric Utility | NG | natural gas nonpeaker | TRUE
3631 | Natural Gas Fired Combined Cycle | CT | 49.2 | N | Electric Utility | NG | natural gas nonpeaker | TRUE
3631 | Natural Gas Fired Combined Cycle | CT | 49.2 | N | Electric Utility | NG | natural gas nonpeaker | TRUE
4937 | Natural Gas Fired Combined Cycle | CT | 185.3 | N | Electric Utility | NG | natural gas nonpeaker | TRUE
4937 | Natural Gas Fired Combined Cycle | CT | 185.3 | N | Electric Utility | NG | natural gas nonpeaker | TRUE
4937 | Natural Gas Fired Combined Cycle | CA | 204 | N | Electric Utility | NG | natural gas nonpeaker | TRUE
7512 | Natural Gas Fired Combined Cycle | CT | 187.5 | N | Electric Utility | NG | natural gas nonpeaker | TRUE
7512 | Natural Gas Fired Combined Cycle | CT | 187.5 | N | Electric Utility | NG | natural gas nonpeaker | TRUE
7512 | Natural Gas Fired Combined Cycle | CA | 200 | N | Electric Utility | NG | natural gas nonpeaker | TRUE
7900 | Natural Gas Fired Combined Cycle | CA | 190 | N | Electric Utility | NG | natural gas nonpeaker | TRUE
7900 | Natural Gas Fired Combined Cycle | CT | 198 | N | Electric Utility | NG | natural gas nonpeaker | TRUE
54817 | Natural Gas Fired Combined Cycle | CA | 104.4 | N | Electric Utility | NG | natural gas nonpeaker | TRUE
54817 | Natural Gas Fired Combined Cycle | CT | 178.2 | N | Electric Utility | NG | natural gas nonpeaker | TRUE
55065 | Natural Gas Fired Combined Cycle | CA | 172.6 | N | Electric Utility | NG | natural gas nonpeaker | TRUE
55065 | Natural Gas Fired Combined Cycle | CT | 174.2 | N | Electric Utility | NG | natural gas nonpeaker | TRUE
55065 | Natural Gas Fired Combined Cycle | CT | 174.2 | N | Electric Utility | NG | natural gas nonpeaker | TRUE
55137 | Natural Gas Fired Combined Cycle | CT | 189 | N | Electric Utility | NG | natural gas nonpeaker | TRUE
55137 | Natural Gas Fired Combined Cycle | CT | 189 | N | Electric Utility | NG | natural gas nonpeaker | TRUE
55137 | Natural Gas Fired Combined Cycle | CT | 189 | N | Electric Utility | NG | natural gas nonpeaker | TRUE
55137 | Natural Gas Fired Combined Cycle | CA | 373.2 | N | Electric Utility | NG | natural gas nonpeaker | TRUE
55154 | Natural Gas Fired Combined Cycle | CT | 202.5 | N | Electric Utility | NG | natural gas nonpeaker | TRUE
55154 | Natural Gas Fired Combined Cycle | CT | 202.5 | N | Electric Utility | NG | natural gas nonpeaker | TRUE
55154 | Natural Gas Fired Combined Cycle | CA | 204 | N | Electric Utility | NG | natural gas nonpeaker | TRUE
55230 | Natural Gas Fired Combined Cycle | CT | 170 | N | Electric Utility | NG | natural gas nonpeaker | TRUE
55230 | Natural Gas Fired Combined Cycle | CT | 170 | N | Electric Utility | NG | natural gas nonpeaker | TRUE
55230 | Natural Gas Fired Combined Cycle | CT | 170 | N | Electric Utility | NG | natural gas nonpeaker | TRUE
55230 | Natural Gas Fired Combined Cycle | CT | 170 | N | Electric Utility | NG | natural gas nonpeaker | TRUE
55230 | Natural Gas Fired Combined Cycle | CA | 300 | N | Electric Utility | NG | natural gas nonpeaker | TRUE
55230 | Natural Gas Fired Combined Cycle | CA | 300 | N | Electric Utility | NG | natural gas nonpeaker | TRUE
55664 | Natural Gas Fired Combined Cycle | CT | 170 | N | Electric Utility | NG | natural gas nonpeaker | TRUE
55664 | Natural Gas Fired Combined Cycle | CT | 170 | N | Electric Utility | NG | natural gas nonpeaker | TRUE
55664 | Natural Gas Fired Combined Cycle | CA | 230 | N | Electric Utility | NG | natural gas nonpeaker | TRUE
9 | Natural Gas Fired Combustion Turbine | GT | 86.9 | N | Electric Utility | NG | natural gas peaker | TRUE
3482 | Natural Gas Fired Combustion Turbine | GT | 182.7 | N | Electric Utility | NG | natural gas peaker | TRUE
3482 | Natural Gas Fired Combustion Turbine | GT | 182.7 | N | Electric Utility | NG | natural gas peaker | TRUE
3548 | Natural Gas Fired Combustion Turbine | GT | 51.5 | N | Electric Utility | NG | natural gas peaker | TRUE
3548 | Natural Gas Fired Combustion Turbine | GT | 51.5 | N | Electric Utility | NG | natural gas peaker | TRUE
3548 | Natural Gas Fired Combustion Turbine | GT | 51.5 | N | Electric Utility | NG | natural gas peaker | TRUE
3548 | Natural Gas Fired Combustion Turbine | GT | 51.5 | N | Electric Utility | NG | natural gas peaker | TRUE
3559 | Natural Gas Fired Combustion Turbine | GT | 61 | N | Electric Utility | NG | natural gas peaker | TRUE
3561 | Natural Gas Fired Combustion Turbine | GT | 22 | N | Electric Utility | NG | natural gas peaker | TRUE
3576 | Natural Gas Fired Combustion Turbine | GT | 82.7 | N | Electric Utility | NG | natural gas peaker | TRUE
3602 | Natural Gas Fired Combustion Turbine | GT | 18.5 | N | Electric Utility | NG | natural gas peaker | TRUE
3602 | Natural Gas Fired Combustion Turbine | GT | 22 | N | Electric Utility | NG | natural gas peaker | TRUE
3609 | Natural Gas Fired Combustion Turbine | GT | 57.4 | N | Electric Utility | NG | natural gas peaker | TRUE
3609 | Natural Gas Fired Combustion Turbine | GT | 57.4 | N | Electric Utility | NG | natural gas peaker | TRUE
3609 | Natural Gas Fired Combustion Turbine | GT | 57.4 | N | Electric Utility | NG | natural gas peaker | TRUE
3609 | Natural Gas Fired Combustion Turbine | GT | 57.4 | N | Electric Utility | NG | natural gas peaker | TRUE
3612 | Natural Gas Fired Combustion Turbine | GT | 61 | N | Electric Utility | NG | natural gas peaker | TRUE
3612 | Natural Gas Fired Combustion Turbine | GT | 61 | N | Electric Utility | NG | natural gas peaker | TRUE
3612 | Natural Gas Fired Combustion Turbine | GT | 61 | N | Electric Utility | NG | natural gas peaker | TRUE
3612 | Natural Gas Fired Combustion Turbine | GT | 61 | N | Electric Utility | NG | natural gas peaker | TRUE
3628 | Natural Gas Fired Combustion Turbine | GT | 118.8 | N | Electric Utility | NG | natural gas peaker | TRUE
3628 | Natural Gas Fired Combustion Turbine | GT | 118.8 | N | Electric Utility | NG | natural gas peaker | TRUE
3631 | Natural Gas Fired Combustion Turbine | GT | 11.2 | N | Electric Utility | NG | natural gas peaker | TRUE
3631 | Natural Gas Fired Combustion Turbine | GT | 11.2 | N | Electric Utility | NG | natural gas peaker | TRUE
6243 | Natural Gas Fired Combustion Turbine | GT | 49.1 | N | Electric Utility | NG | natural gas peaker | TRUE
6243 | Natural Gas Fired Combustion Turbine | GT | 49.1 | N | Electric Utility | NG | natural gas peaker | TRUE
7131 | Natural Gas Fired Combustion Turbine | GT | 21 | Y | Electric Utility | NG | natural gas peaker | TRUE
7900 | Natural Gas Fired Combustion Turbine | GT | 51.4 | N | Electric Utility | NG | natural gas peaker | TRUE
7900 | Natural Gas Fired Combustion Turbine | GT | 51.4 | N | Electric Utility | NG | natural gas peaker | TRUE
7900 | Natural Gas Fired Combustion Turbine | GT | 51.4 | N | Electric Utility | NG | natural gas peaker | TRUE
7900 | Natural Gas Fired Combustion Turbine | GT | 51.4 | N | Electric Utility | NG | natural gas peaker | TRUE
7900 | Natural Gas Fired Combustion Turbine | GT | 51.4 | N | Electric Utility | NG | natural gas peaker | TRUE
7900 | Natural Gas Fired Combustion Turbine | GT | 51.4 | N | Electric Utility | NG | natural gas peaker | TRUE
56326 | Natural Gas Fired Combustion Turbine | GT | 170 | N | Electric Utility | NG | natural gas peaker | TRUE
56326 | Natural Gas Fired Combustion Turbine | GT | 170 | N | Electric Utility | NG | natural gas peaker | TRUE
56326 | Natural Gas Fired Combustion Turbine | GT | 170 | N | Electric Utility | NG | natural gas peaker | TRUE
56374 | Natural Gas Fired Combustion Turbine | GT | 4.6 | Y | Electric Utility | NG | natural gas peaker | TRUE
56603 | Natural Gas Fired Combustion Turbine | GT | 85 | N | Electric Utility | NG | natural gas peaker | TRUE
56603 | Natural Gas Fired Combustion Turbine | GT | 85 | N | Electric Utility | NG | natural gas peaker | TRUE
56604 | Natural Gas Fired Combustion Turbine | GT | 86.5 | N | Electric Utility | NG | natural gas peaker | TRUE
56604 | Natural Gas Fired Combustion Turbine | GT | 86.5 | N | Electric Utility | NG | natural gas peaker | TRUE
56674 | Natural Gas Fired Combustion Turbine | GT | 60.5 | N | Electric Utility | NG | natural gas peaker | TRUE
56674 | Natural Gas Fired Combustion Turbine | GT | 60.5 | N | Electric Utility | NG | natural gas peaker | TRUE
56674 | Natural Gas Fired Combustion Turbine | GT | 60.5 | N | Electric Utility | NG | natural gas peaker | TRUE
56674 | Natural Gas Fired Combustion Turbine | GT | 60.5 | N | Electric Utility | NG | natural gas peaker | TRUE
58562 | Natural Gas Fired Combustion Turbine | GT | 131.8 | N | Electric Utility | NG | natural gas peaker | TRUE
58562 | Natural Gas Fired Combustion Turbine | GT | 131.8 | N | Electric Utility | NG | natural gas peaker | TRUE
58562 | Natural Gas Fired Combustion Turbine | GT | 131.8 | N | Electric Utility | NG | natural gas peaker | TRUE
58562 | Natural Gas Fired Combustion Turbine | GT | 131.8 | N | Electric Utility | NG | natural gas peaker | TRUE
58835 | Natural Gas Fired Combustion Turbine | GT | 202 | N | Electric Utility | NG | natural gas peaker | TRUE
58835 | Natural Gas Fired Combustion Turbine | GT | 202 | N | Electric Utility | NG | natural gas peaker | TRUE
58835 | Natural Gas Fired Combustion Turbine | GT | 202 | N | Electric Utility | NG | natural gas peaker | TRUE
3630 | Natural Gas Internal Combustion Engine | IC | 8.4 | N | Electric Utility | NG | natural gas peaker | TRUE
3630 | Natural Gas Internal Combustion Engine | IC | 8.4 | N | Electric Utility | NG | natural gas peaker | TRUE
3630 | Natural Gas Internal Combustion Engine | IC | 8.4 | N | Electric Utility | NG | natural gas peaker | TRUE
3630 | Natural Gas Internal Combustion Engine | IC | 8.4 | N | Electric Utility | NG | natural gas peaker | TRUE
3630 | Natural Gas Internal Combustion Engine | IC | 8.4 | N | Electric Utility | NG | natural gas peaker | TRUE
3630 | Natural Gas Internal Combustion Engine | IC | 8.4 | N | Electric Utility | NG | natural gas peaker | TRUE
3630 | Natural Gas Internal Combustion Engine | IC | 8.4 | N | Electric Utility | NG | natural gas peaker | TRUE
3630 | Natural Gas Internal Combustion Engine | IC | 8.4 | N | Electric Utility | NG | natural gas peaker | TRUE
3630 | Natural Gas Internal Combustion Engine | IC | 8.4 | N | Electric Utility | NG | natural gas peaker | TRUE
3630 | Natural Gas Internal Combustion Engine | IC | 8.4 | N | Electric Utility | NG | natural gas peaker | TRUE
3630 | Natural Gas Internal Combustion Engine | IC | 8.4 | N | Electric Utility | NG | natural gas peaker | TRUE
3630 | Natural Gas Internal Combustion Engine | IC | 8.4 | N | Electric Utility | NG | natural gas peaker | TRUE
3630 | Natural Gas Internal Combustion Engine | IC | 8.4 | N | Electric Utility | NG | natural gas peaker | TRUE
3630 | Natural Gas Internal Combustion Engine | IC | 8.4 | N | Electric Utility | NG | natural gas peaker | TRUE
3630 | Natural Gas Internal Combustion Engine | IC | 8.4 | N | Electric Utility | NG | natural gas peaker | TRUE
3630 | Natural Gas Internal Combustion Engine | IC | 8.4 | N | Electric Utility | NG | natural gas peaker | TRUE
3630 | Natural Gas Internal Combustion Engine | IC | 8.4 | N | Electric Utility | NG | natural gas peaker | TRUE
3630 | Natural Gas Internal Combustion Engine | IC | 8.4 | N | Electric Utility | NG | natural gas peaker | TRUE
3630 | Natural Gas Internal Combustion Engine | IC | 8.4 | N | Electric Utility | NG | natural gas peaker | TRUE
3630 | Natural Gas Internal Combustion Engine | IC | 8.4 | N | Electric Utility | NG | natural gas peaker | TRUE
3630 | Natural Gas Internal Combustion Engine | IC | 8.4 | N | Electric Utility | NG | natural gas peaker | TRUE
3630 | Natural Gas Internal Combustion Engine | IC | 8.4 | N | Electric Utility | NG | natural gas peaker | TRUE
3630 | Natural Gas Internal Combustion Engine | IC | 8.4 | N | Electric Utility | NG | natural gas peaker | TRUE
3630 | Natural Gas Internal Combustion Engine | IC | 8.4 | N | Electric Utility | NG | natural gas peaker | TRUE
4195 | Natural Gas Internal Combustion Engine | IC | 8.4 | N | Electric Utility | NG | natural gas peaker | TRUE
4195 | Natural Gas Internal Combustion Engine | IC | 8.4 | N | Electric Utility | NG | natural gas peaker | TRUE
4195 | Natural Gas Internal Combustion Engine | IC | 8.4 | N | Electric Utility | NG | natural gas peaker | TRUE
57865 | Natural Gas Internal Combustion Engine | IC | 9.3 | N | Electric Utility | NG | natural gas peaker | TRUE
57865 | Natural Gas Internal Combustion Engine | IC | 9.3 | N | Electric Utility | NG | natural gas peaker | TRUE
57865 | Natural Gas Internal Combustion Engine | IC | 9.3 | N | Electric Utility | NG | natural gas peaker | TRUE
57865 | Natural Gas Internal Combustion Engine | IC | 9.3 | N | Electric Utility | NG | natural gas peaker | TRUE
57865 | Natural Gas Internal Combustion Engine | IC | 9.3 | N | Electric Utility | NG | natural gas peaker | TRUE
57865 | Natural Gas Internal Combustion Engine | IC | 9.3 | N | Electric Utility | NG | natural gas peaker | TRUE
57865 | Natural Gas Internal Combustion Engine | IC | 9.3 | N | Electric Utility | NG | natural gas peaker | TRUE
57865 | Natural Gas Internal Combustion Engine | IC | 9.3 | N | Electric Utility | NG | natural gas peaker | TRUE
57865 | Natural Gas Internal Combustion Engine | IC | 9.3 | N | Electric Utility | NG | natural gas peaker | TRUE
57865 | Natural Gas Internal Combustion Engine | IC | 9.3 | N | Electric Utility | NG | natural gas peaker | TRUE
57865 | Natural Gas Internal Combustion Engine | IC | 9.3 | N | Electric Utility | NG | natural gas peaker | TRUE
57865 | Natural Gas Internal Combustion Engine | IC | 9.3 | N | Electric Utility | NG | natural gas peaker | TRUE
57865 | Natural Gas Internal Combustion Engine | IC | 9.3 | N | Electric Utility | NG | natural gas peaker | TRUE
57865 | Natural Gas Internal Combustion Engine | IC | 9.3 | N | Electric Utility | NG | natural gas peaker | TRUE
57865 | Natural Gas Internal Combustion Engine | IC | 9.3 | N | Electric Utility | NG | natural gas peaker | TRUE
57865 | Natural Gas Internal Combustion Engine | IC | 9.3 | N | Electric Utility | NG | natural gas peaker | TRUE
57865 | Natural Gas Internal Combustion Engine | IC | 9.3 | N | Electric Utility | NG | natural gas peaker | TRUE
57865 | Natural Gas Internal Combustion Engine | IC | 9.3 | N | Electric Utility | NG | natural gas peaker | TRUE
59391 | Natural Gas Internal Combustion Engine | IC | 18.7 | N | Electric Utility | NG | natural gas peaker | TRUE
59391 | Natural Gas Internal Combustion Engine | IC | 18.7 | N | Electric Utility | NG | natural gas peaker | TRUE
59391 | Natural Gas Internal Combustion Engine | IC | 18.7 | N | Electric Utility | NG | natural gas peaker | TRUE
59391 | Natural Gas Internal Combustion Engine | IC | 18.7 | N | Electric Utility | NG | natural gas peaker | TRUE
59391 | Natural Gas Internal Combustion Engine | IC | 18.7 | N | Electric Utility | NG | natural gas peaker | TRUE
59391 | Natural Gas Internal Combustion Engine | IC | 18.7 | N | Electric Utility | NG | natural gas peaker | TRUE
59391 | Natural Gas Internal Combustion Engine | IC | 18.7 | N | Electric Utility | NG | natural gas peaker | TRUE
59391 | Natural Gas Internal Combustion Engine | IC | 18.7 | N | Electric Utility | NG | natural gas peaker | TRUE
59391 | Natural Gas Internal Combustion Engine | IC | 18.7 | N | Electric Utility | NG | natural gas peaker | TRUE
59391 | Natural Gas Internal Combustion Engine | IC | 18.7 | N | Electric Utility | NG | natural gas peaker | TRUE
59391 | Natural Gas Internal Combustion Engine | IC | 18.7 | N | Electric Utility | NG | natural gas peaker | TRUE
59391 | Natural Gas Internal Combustion Engine | IC | 18.7 | N | Electric Utility | NG | natural gas peaker | TRUE
61643 | Natural Gas Internal Combustion Engine | IC | 18.8 | N | Electric Utility | NG | natural gas peaker | TRUE
61643 | Natural Gas Internal Combustion Engine | IC | 18.8 | N | Electric Utility | NG | natural gas peaker | TRUE
61643 | Natural Gas Internal Combustion Engine | IC | 18.8 | N | Electric Utility | NG | natural gas peaker | TRUE
61643 | Natural Gas Internal Combustion Engine | IC | 18.8 | N | Electric Utility | NG | natural gas peaker | TRUE
61643 | Natural Gas Internal Combustion Engine | IC | 18.8 | N | Electric Utility | NG | natural gas peaker | TRUE
61643 | Natural Gas Internal Combustion Engine | IC | 18.8 | N | Electric Utility | NG | natural gas peaker | TRUE
61643 | Natural Gas Internal Combustion Engine | IC | 18.8 | N | Electric Utility | NG | natural gas peaker | TRUE
61643 | Natural Gas Internal Combustion Engine | IC | 18.8 | N | Electric Utility | NG | natural gas peaker | TRUE
61643 | Natural Gas Internal Combustion Engine | IC | 18.8 | N | Electric Utility | NG | natural gas peaker | TRUE
61643 | Natural Gas Internal Combustion Engine | IC | 18.8 | N | Electric Utility | NG | natural gas peaker | TRUE
61643 | Natural Gas Internal Combustion Engine | IC | 18.8 | N | Electric Utility | NG | natural gas peaker | TRUE
61643 | Natural Gas Internal Combustion Engine | IC | 18.8 | N | Electric Utility | NG | natural gas peaker | TRUE
3456 | Natural Gas Steam Turbine | ST | 81.6 | N | Electric Utility | NG | natural gas peaker | TRUE
3456 | Natural Gas Steam Turbine | ST | 81.6 | N | Electric Utility | NG | natural gas peaker | TRUE
3456 | Natural Gas Steam Turbine | ST | 121.8 | N | Electric Utility | NG | natural gas peaker | TRUE
3457 | Natural Gas Steam Turbine | ST | 271.4 | N | Electric Utility | NG | natural gas peaker | TRUE
3457 | Natural Gas Steam Turbine | ST | 271.4 | N | Electric Utility | NG | natural gas peaker | TRUE
3459 | Natural Gas Steam Turbine | ST | 239.4 | N | Electric Utility | NG | natural gas peaker | TRUE
3459 | Natural Gas Steam Turbine | ST | 473.4 | N | Electric Utility | NG | natural gas peaker | TRUE
3459 | Natural Gas Steam Turbine | ST | 507.4 | N | Electric Utility | NG | natural gas peaker | TRUE
3459 | Natural Gas Steam Turbine | ST | 591.6 | N | Electric Utility | NG | natural gas peaker | TRUE
3476 | Natural Gas Steam Turbine | ST | 38 | N | Electric Utility | NG | natural gas peaker | TRUE
3476 | Natural Gas Steam Turbine | ST | 38 | N | Electric Utility | NG | natural gas peaker | TRUE
3476 | Natural Gas Steam Turbine | ST | 351 | N | Electric Utility | NG | natural gas peaker | TRUE
3477 | Natural Gas Steam Turbine | ST | 40 | N | Electric Utility | NG | natural gas peaker | TRUE
3478 | Natural Gas Steam Turbine | ST | 180 | N | Electric Utility | NG | natural gas peaker | TRUE
3478 | Natural Gas Steam Turbine | ST | 351 | N | Electric Utility | NG | natural gas peaker | TRUE
3478 | Natural Gas Steam Turbine | ST | 351 | N | Electric Utility | NG | natural gas peaker | TRUE
3482 | Natural Gas Steam Turbine | ST | 247.5 | N | Electric Utility | NG | natural gas peaker | TRUE
3482 | Natural Gas Steam Turbine | ST | 247.5 | N | Electric Utility | NG | natural gas peaker | TRUE
3484 | Natural Gas Steam Turbine | ST | 113.6 | N | Electric Utility | NG | natural gas peaker | TRUE
3484 | Natural Gas Steam Turbine | ST | 113.6 | N | Electric Utility | NG | natural gas peaker | TRUE
3484 | Natural Gas Steam Turbine | ST | 247.5 | N | Electric Utility | NG | natural gas peaker | TRUE
3485 | Natural Gas Steam Turbine | ST | 48 | N | Electric Utility | NG | natural gas peaker | TRUE
3485 | Natural Gas Steam Turbine | ST | 98 | N | Electric Utility | NG | natural gas peaker | TRUE
3485 | Natural Gas Steam Turbine | ST | 98 | N | Electric Utility | NG | natural gas peaker | TRUE
3485 | Natural Gas Steam Turbine | ST | 190.4 | N | Electric Utility | NG | natural gas peaker | TRUE
3548 | Natural Gas Steam Turbine | ST | 321 | N | Electric Utility | NG | natural gas peaker | TRUE
3548 | Natural Gas Steam Turbine | ST | 405 | N | Electric Utility | NG | natural gas peaker | TRUE
3576 | Natural Gas Steam Turbine | ST | 75 | N | Electric Utility | NG | natural gas peaker | TRUE
3576 | Natural Gas Steam Turbine | ST | 113.4 | N | Electric Utility | NG | natural gas peaker | TRUE
3576 | Natural Gas Steam Turbine | ST | 156.6 | N | Electric Utility | NG | natural gas peaker | TRUE
3601 | Natural Gas Steam Turbine | ST | 136 | N | Electric Utility | NG | natural gas peaker | TRUE
3601 | Natural Gas Steam Turbine | ST | 136 | N | Electric Utility | NG | natural gas peaker | TRUE
3601 | Natural Gas Steam Turbine | ST | 351 | N | Electric Utility | NG | natural gas peaker | TRUE
3602 | Natural Gas Steam Turbine | ST | 44 | N | Electric Utility | NG | natural gas peaker | TRUE
3602 | Natural Gas Steam Turbine | ST | 53.6 | N | Electric Utility | NG | natural gas peaker | TRUE
3611 | Natural Gas Steam Turbine | ST | 446 | N | Electric Utility | NG | natural gas peaker | TRUE
3611 | Natural Gas Steam Turbine | ST | 446 | N | Electric Utility | NG | natural gas peaker | TRUE
3612 | Natural Gas Steam Turbine | ST | 225 | N | Electric Utility | NG | natural gas peaker | TRUE
3612 | Natural Gas Steam Turbine | ST | 252 | N | Electric Utility | NG | natural gas peaker | TRUE
3612 | Natural Gas Steam Turbine | ST | 417 | N | Electric Utility | NG | natural gas peaker | TRUE
3628 | Natural Gas Steam Turbine | ST | 66 | N | Electric Utility | NG | natural gas peaker | TRUE
3628 | Natural Gas Steam Turbine | ST | 100 | N | Electric Utility | NG | natural gas peaker | TRUE
3628 | Natural Gas Steam Turbine | ST | 200 | N | Electric Utility | NG | natural gas peaker | TRUE
4195 | Natural Gas Steam Turbine | ST | 18.8 | N | Electric Utility | NG | natural gas peaker | TRUE
4195 | Natural Gas Steam Turbine | ST | 25 | N | Electric Utility | NG | natural gas peaker | TRUE
4195 | Natural Gas Steam Turbine | ST | 43.2 | N | Electric Utility | NG | natural gas peaker | TRUE
4266 | Natural Gas Steam Turbine | ST | 61.1 | N | Electric Utility | NG | natural gas peaker | TRUE
4266 | Natural Gas Steam Turbine | ST | 65.4 | N | Electric Utility | NG | natural gas peaker | TRUE
6243 | Natural Gas Steam Turbine | ST | 105 | N | Electric Utility | NG | natural gas peaker | TRUE
57866 | Onshore Wind Turbine | WT | 78.2 | N | Electric Utility | WND | onshore wind | TRUE
3559 | Petroleum Liquids | IC | 1.3 | N | Electric Utility | DFO | petroleum | TRUE
3559 | Petroleum Liquids | IC | 1.3 | N | Electric Utility | DFO | petroleum | TRUE
3559 | Petroleum Liquids | IC | 1.3 | N | Electric Utility | DFO | petroleum | TRUE
3559 | Petroleum Liquids | IC | 1.3 | N | Electric Utility | DFO | petroleum | TRUE
3559 | Petroleum Liquids | IC | 1.3 | N | Electric Utility | DFO | petroleum | TRUE
3559 | Petroleum Liquids | IC | 1.3 | N | Electric Utility | DFO | petroleum | TRUE
3559 | Petroleum Liquids | IC | 1.3 | N | Electric Utility | DFO | petroleum | TRUE
3559 | Petroleum Liquids | IC | 1.3 | N | Electric Utility | DFO | petroleum | TRUE
3631 | Petroleum Liquids | IC | 1.6 | N | Electric Utility | DFO | petroleum | TRUE
3631 | Petroleum Liquids | IC | 1.6 | N | Electric Utility | DFO | petroleum | TRUE
56374 | Petroleum Liquids | IC | 1.5 | N | Electric Utility | DFO | petroleum | TRUE
60300 | Solar Photovoltaic | PV | 3 | N | Electric Utility | SUN | solar PV | TRUE
58944 | Wood/Wood Waste Biomass | ST | 49.9 | N | Electric Utility | WDS | biomass | TRUE
58823 | All Other | ST | 5 | Y | IPP CHP | WH | other | TRUE
58870 | All Other | ST | 15.4 | Y | IPP CHP | WH | other | TRUE
50815 | Natural Gas Fired Combined Cycle | CT | 84.9 | Y | IPP CHP | NG | natural gas nonpeaker | TRUE
50815 | Natural Gas Fired Combined Cycle | CT | 84.9 | Y | IPP CHP | NG | natural gas nonpeaker | TRUE
50815 | Natural Gas Fired Combined Cycle | CT | 84.9 | Y | IPP CHP | NG | natural gas nonpeaker | TRUE
50815 | Natural Gas Fired Combined Cycle | CT | 84.9 | Y | IPP CHP | NG | natural gas nonpeaker | TRUE
50815 | Natural Gas Fired Combined Cycle | CT | 84.9 | Y | IPP CHP | NG | natural gas nonpeaker | TRUE
50815 | Natural Gas Fired Combined Cycle | CT | 89.9 | Y | IPP CHP | NG | natural gas nonpeaker | TRUE
50815 | Natural Gas Fired Combined Cycle | CA | 129.2 | Y | IPP CHP | NG | natural gas nonpeaker | TRUE
52088 | Natural Gas Fired Combined Cycle | CT | 103 | Y | IPP CHP | NG | natural gas nonpeaker | TRUE
52088 | Natural Gas Fired Combined Cycle | CT | 103 | Y | IPP CHP | NG | natural gas nonpeaker | TRUE
52088 | Natural Gas Fired Combined Cycle | CT | 103 | Y | IPP CHP | NG | natural gas nonpeaker | TRUE
52088 | Natural Gas Fired Combined Cycle | CA | 141 | Y | IPP CHP | NG | natural gas nonpeaker | TRUE
52176 | Natural Gas Fired Combined Cycle | CA | 75 | Y | IPP CHP | NG | natural gas nonpeaker | TRUE
52176 | Natural Gas Fired Combined Cycle | CT | 77.5 | Y | IPP CHP | NG | natural gas nonpeaker | TRUE
52176 | Natural Gas Fired Combined Cycle | CT | 77.5 | Y | IPP CHP | NG | natural gas nonpeaker | TRUE
54676 | Natural Gas Fired Combined Cycle | CT | 99 | Y | IPP CHP | NG | natural gas nonpeaker | TRUE
54676 | Natural Gas Fired Combined Cycle | CT | 99 | Y | IPP CHP | NG | natural gas nonpeaker | TRUE
54676 | Natural Gas Fired Combined Cycle | CT | 99 | Y | IPP CHP | NG | natural gas nonpeaker | TRUE
54676 | Natural Gas Fired Combined Cycle | CA | 200.9 | Y | IPP CHP | NG | natural gas nonpeaker | TRUE
55047 | Natural Gas Fired Combined Cycle | CA | 85 | Y | IPP CHP | NG | natural gas nonpeaker | TRUE
55047 | Natural Gas Fired Combined Cycle | CT | 175 | Y | IPP CHP | NG | natural gas nonpeaker | TRUE
55047 | Natural Gas Fired Combined Cycle | CA | 185 | Y | IPP CHP | NG | natural gas nonpeaker | TRUE
55047 | Natural Gas Fired Combined Cycle | CT | 185 | Y | IPP CHP | NG | natural gas nonpeaker | TRUE
55047 | Natural Gas Fired Combined Cycle | CT | 185 | Y | IPP CHP | NG | natural gas nonpeaker | TRUE
55086 | Natural Gas Fired Combined Cycle | CA | 100 | Y | IPP CHP | NG | natural gas nonpeaker | TRUE
55086 | Natural Gas Fired Combined Cycle | CT | 166 | Y | IPP CHP | NG | natural gas nonpeaker | TRUE
55086 | Natural Gas Fired Combined Cycle | CT | 166 | Y | IPP CHP | NG | natural gas nonpeaker | TRUE
55104 | Natural Gas Fired Combined Cycle | CA | 31.7 | Y | IPP CHP | NG | natural gas nonpeaker | TRUE
55104 | Natural Gas Fired Combined Cycle | CT | 37.4 | Y | IPP CHP | NG | natural gas nonpeaker | TRUE
55104 | Natural Gas Fired Combined Cycle | CT | 37.4 | Y | IPP CHP | NG | natural gas nonpeaker | TRUE
55176 | Natural Gas Fired Combined Cycle | CA | 127.7 | Y | IPP CHP | NG | natural gas nonpeaker | TRUE
55176 | Natural Gas Fired Combined Cycle | CT | 170 | Y | IPP CHP | NG | natural gas nonpeaker | TRUE
55176 | Natural Gas Fired Combined Cycle | CT | 170 | Y | IPP CHP | NG | natural gas nonpeaker | TRUE
55187 | Natural Gas Fired Combined Cycle | CA | 149.9 | Y | IPP CHP | NG | natural gas nonpeaker | TRUE
55187 | Natural Gas Fired Combined Cycle | CT | 192.1 | Y | IPP CHP | NG | natural gas nonpeaker | TRUE
55187 | Natural Gas Fired Combined Cycle | CT | 192.1 | Y | IPP CHP | NG | natural gas nonpeaker | TRUE
55187 | Natural Gas Fired Combined Cycle | CT | 192.1 | Y | IPP CHP | NG | natural gas nonpeaker | TRUE
55187 | Natural Gas Fired Combined Cycle | CT | 192.1 | Y | IPP CHP | NG | natural gas nonpeaker | TRUE
55206 | Natural Gas Fired Combined Cycle | CA | 195.5 | Y | IPP CHP | NG | natural gas nonpeaker | TRUE
55206 | Natural Gas Fired Combined Cycle | CT | 198.9 | Y | IPP CHP | NG | natural gas nonpeaker | TRUE
55206 | Natural Gas Fired Combined Cycle | CT | 198.9 | Y | IPP CHP | NG | natural gas nonpeaker | TRUE
55299 | Natural Gas Fired Combined Cycle | CT | 208.8 | Y | IPP CHP | NG | natural gas nonpeaker | TRUE
55299 | Natural Gas Fired Combined Cycle | CT | 215 | Y | IPP CHP | NG | natural gas nonpeaker | TRUE
55299 | Natural Gas Fired Combined Cycle | CT | 215 | Y | IPP CHP | NG | natural gas nonpeaker | TRUE
55299 | Natural Gas Fired Combined Cycle | CA | 285 | Y | IPP CHP | NG | natural gas nonpeaker | TRUE
55327 | Natural Gas Fired Combined Cycle | CT | 219.3 | Y | IPP CHP | NG | natural gas nonpeaker | TRUE
55327 | Natural Gas Fired Combined Cycle | CT | 219.3 | Y | IPP CHP | NG | natural gas nonpeaker | TRUE
55327 | Natural Gas Fired Combined Cycle | CT | 219.3 | Y | IPP CHP | NG | natural gas nonpeaker | TRUE
55327 | Natural Gas Fired Combined Cycle | CA | 275 | Y | IPP CHP | NG | natural gas nonpeaker | TRUE
55464 | Natural Gas Fired Combined Cycle | CT | 180 | Y | IPP CHP | NG | natural gas nonpeaker | TRUE
55464 | Natural Gas Fired Combined Cycle | CT | 180 | Y | IPP CHP | NG | natural gas nonpeaker | TRUE
55464 | Natural Gas Fired Combined Cycle | CT | 180 | Y | IPP CHP | NG | natural gas nonpeaker | TRUE
55464 | Natural Gas Fired Combined Cycle | CT | 180 | Y | IPP CHP | NG | natural gas nonpeaker | TRUE
55464 | Natural Gas Fired Combined Cycle | CT | 180 | Y | IPP CHP | NG | natural gas nonpeaker | TRUE
55464 | Natural Gas Fired Combined Cycle | CA | 276 | Y | IPP CHP | NG | natural gas nonpeaker | TRUE
55015 | Natural Gas Fired Combustion Turbine | GT | 143 | Y | IPP CHP | NG | natural gas peaker | TRUE
55015 | Natural Gas Fired Combustion Turbine | GT | 143 | Y | IPP CHP | NG | natural gas peaker | TRUE
55015 | Natural Gas Fired Combustion Turbine | GT | 143 | Y | IPP CHP | NG | natural gas peaker | TRUE
55015 | Natural Gas Fired Combustion Turbine | GT | 143 | Y | IPP CHP | NG | natural gas peaker | TRUE
55064 | Natural Gas Fired Combustion Turbine | GT | 117 | Y | IPP CHP | NG | natural gas peaker | TRUE
55064 | Natural Gas Fired Combustion Turbine | GT | 126.9 | Y | IPP CHP | NG | natural gas peaker | TRUE
62762 | Natural Gas Fired Combustion Turbine | GT | 5.6 | Y | IPP CHP | NG | natural gas peaker | TRUE
62762 | Natural Gas Fired Combustion Turbine | GT | 5.6 | Y | IPP CHP | NG | natural gas peaker | TRUE
56961 | Batteries | BA | 36 | N | IPP Non-CHP | MWH | other | TRUE
56981 | Batteries | BA | 9.9 | N | IPP Non-CHP | MWH | other | TRUE
56984 | Batteries | BA | 9.9 | N | IPP Non-CHP | MWH | other | TRUE
58537 | Batteries | BA | 1 | N | IPP Non-CHP | MWH | other | TRUE
60506 | Batteries | BA | 4 | N | IPP Non-CHP | MWH | other | TRUE
60690 | Batteries | BA | 30 | N | IPP Non-CHP | MWH | other | TRUE
61362 | Batteries | BA | 2 | N | IPP Non-CHP | MWH | other | TRUE
3437 | Conventional Hydroelectric | HY | 3.2 | N | IPP Non-CHP | WAT | hydro | TRUE
3437 | Conventional Hydroelectric | HY | 3.2 | N | IPP Non-CHP | WAT | hydro | TRUE
3437 | Conventional Hydroelectric | HY | 3.2 | N | IPP Non-CHP | WAT | hydro | TRUE
298 | Conventional Steam Coal | ST | 893 | N | IPP Non-CHP | SUB | hard coal | TRUE
298 | Conventional Steam Coal | ST | 956.8 | N | IPP Non-CHP | SUB | hard coal | TRUE
3470 | Conventional Steam Coal | ST | 614.6 | N | IPP Non-CHP | SUB | hard coal | TRUE
3470 | Conventional Steam Coal | ST | 654 | N | IPP Non-CHP | SUB | hard coal | TRUE
3470 | Conventional Steam Coal | ST | 734.1 | N | IPP Non-CHP | SUB | hard coal | TRUE
3470 | Conventional Steam Coal | ST | 734.1 | N | IPP Non-CHP | SUB | hard coal | TRUE
6178 | Conventional Steam Coal | ST | 622.4 | N | IPP Non-CHP | SUB | hard coal | TRUE
56611 | Conventional Steam Coal | ST | 1008 | N | IPP Non-CHP | SUB | hard coal | TRUE
6146 | Conventional Steam Coal | ST | 793.2 | N | IPP Non-CHP | LIG | lignite | TRUE
6146 | Conventional Steam Coal | ST | 793.2 | N | IPP Non-CHP | LIG | lignite | TRUE
6146 | Conventional Steam Coal | ST | 793.2 | N | IPP Non-CHP | LIG | lignite | TRUE
6180 | Conventional Steam Coal | ST | 878.6 | N | IPP Non-CHP | LIG | lignite | TRUE
6180 | Conventional Steam Coal | ST | 916.8 | N | IPP Non-CHP | LIG | lignite | TRUE
7030 | Conventional Steam Coal | ST | 174.6 | N | IPP Non-CHP | LIG | lignite | TRUE
7030 | Conventional Steam Coal | ST | 174.6 | N | IPP Non-CHP | LIG | lignite | TRUE
50569 | Landfill Gas | IC | 1.6 | N | IPP Non-CHP | LFG | biomass | TRUE
50569 | Landfill Gas | IC | 1.6 | N | IPP Non-CHP | LFG | biomass | TRUE
50569 | Landfill Gas | IC | 1.6 | N | IPP Non-CHP | LFG | biomass | TRUE
50569 | Landfill Gas | IC | 1.6 | N | IPP Non-CHP | LFG | biomass | TRUE
50569 | Landfill Gas | GT | 3 | N | IPP Non-CHP | LFG | biomass | TRUE
50569 | Landfill Gas | GT | 3 | N | IPP Non-CHP | LFG | biomass | TRUE
55554 | Landfill Gas | IC | 1.7 | N | IPP Non-CHP | LFG | biomass | TRUE
55554 | Landfill Gas | IC | 1.7 | N | IPP Non-CHP | LFG | biomass | TRUE
55554 | Landfill Gas | IC | 1.7 | N | IPP Non-CHP | LFG | biomass | TRUE
55556 | Landfill Gas | IC | 1.7 | N | IPP Non-CHP | LFG | biomass | TRUE
55556 | Landfill Gas | IC | 1.7 | N | IPP Non-CHP | LFG | biomass | TRUE
56113 | Landfill Gas | IC | 1.4 | N | IPP Non-CHP | LFG | biomass | TRUE
56113 | Landfill Gas | IC | 1.4 | N | IPP Non-CHP | LFG | biomass | TRUE
56113 | Landfill Gas | IC | 1.4 | N | IPP Non-CHP | LFG | biomass | TRUE
56113 | Landfill Gas | IC | 1.4 | N | IPP Non-CHP | LFG | biomass | TRUE
56113 | Landfill Gas | IC | 1.4 | N | IPP Non-CHP | LFG | biomass | TRUE
56113 | Landfill Gas | IC | 1.4 | N | IPP Non-CHP | LFG | biomass | TRUE
56113 | Landfill Gas | IC | 1.4 | N | IPP Non-CHP | LFG | biomass | TRUE
56524 | Landfill Gas | IC | 1.6 | N | IPP Non-CHP | LFG | biomass | TRUE
56524 | Landfill Gas | IC | 1.6 | N | IPP Non-CHP | LFG | biomass | TRUE
56524 | Landfill Gas | IC | 1.6 | N | IPP Non-CHP | LFG | biomass | TRUE
56524 | Landfill Gas | IC | 1.6 | N | IPP Non-CHP | LFG | biomass | TRUE
56528 | Landfill Gas | IC | 1.6 | N | IPP Non-CHP | LFG | biomass | TRUE
56528 | Landfill Gas | IC | 1.6 | N | IPP Non-CHP | LFG | biomass | TRUE
56528 | Landfill Gas | IC | 1.6 | N | IPP Non-CHP | LFG | biomass | TRUE
56528 | Landfill Gas | IC | 1.6 | N | IPP Non-CHP | LFG | biomass | TRUE
56864 | Landfill Gas | IC | 1.6 | N | IPP Non-CHP | LFG | biomass | TRUE
56864 | Landfill Gas | IC | 1.6 | N | IPP Non-CHP | LFG | biomass | TRUE
56864 | Landfill Gas | IC | 1.6 | N | IPP Non-CHP | LFG | biomass | TRUE
56864 | Landfill Gas | IC | 1.6 | N | IPP Non-CHP | LFG | biomass | TRUE
56864 | Landfill Gas | IC | 1.6 | N | IPP Non-CHP | LFG | biomass | TRUE
56864 | Landfill Gas | IC | 1.6 | N | IPP Non-CHP | LFG | biomass | TRUE
57020 | Landfill Gas | IC | 1.6 | N | IPP Non-CHP | LFG | biomass | TRUE
57020 | Landfill Gas | IC | 1.6 | N | IPP Non-CHP | LFG | biomass | TRUE
57020 | Landfill Gas | IC | 1.6 | N | IPP Non-CHP | LFG | biomass | TRUE
57071 | Landfill Gas | IC | 1.6 | N | IPP Non-CHP | LFG | biomass | TRUE
57165 | Landfill Gas | IC | 1.6 | N | IPP Non-CHP | LFG | biomass | TRUE
57165 | Landfill Gas | IC | 1.6 | N | IPP Non-CHP | LFG | biomass | TRUE
57167 | Landfill Gas | IC | 1.6 | N | IPP Non-CHP | LFG | biomass | TRUE
57167 | Landfill Gas | IC | 1.6 | N | IPP Non-CHP | LFG | biomass | TRUE
58946 | Landfill Gas | ST | 1.4 | N | IPP Non-CHP | LFG | biomass | TRUE
58946 | Landfill Gas | ST | 1.4 | N | IPP Non-CHP | LFG | biomass | TRUE
58946 | Landfill Gas | ST | 1.4 | N | IPP Non-CHP | LFG | biomass | TRUE
59649 | Landfill Gas | IC | 1.1 | N | IPP Non-CHP | LFG | biomass | TRUE
59649 | Landfill Gas | IC | 1.1 | N | IPP Non-CHP | LFG | biomass | TRUE
59649 | Landfill Gas | IC | 1.1 | N | IPP Non-CHP | LFG | biomass | TRUE
59649 | Landfill Gas | IC | 1.1 | N | IPP Non-CHP | LFG | biomass | TRUE
3441 | Natural Gas Fired Combined Cycle | CT | 189.6 | N | IPP Non-CHP | NG | natural gas nonpeaker | TRUE
3441 | Natural Gas Fired Combined Cycle | CT | 189.6 | N | IPP Non-CHP | NG | natural gas nonpeaker | TRUE
3441 | Natural Gas Fired Combined Cycle | CA | 351 | N | IPP Non-CHP | NG | natural gas nonpeaker | TRUE
3443 | Natural Gas Fired Combined Cycle | CA | 180 | N | IPP Non-CHP | NG | natural gas nonpeaker | TRUE
3443 | Natural Gas Fired Combined Cycle | CT | 196.9 | N | IPP Non-CHP | NG | natural gas nonpeaker | TRUE
3469 | Natural Gas Fired Combined Cycle | CT | 54 | N | IPP Non-CHP | NG | natural gas nonpeaker | TRUE
3469 | Natural Gas Fired Combined Cycle | CT | 54 | N | IPP Non-CHP | NG | natural gas nonpeaker | TRUE
3469 | Natural Gas Fired Combined Cycle | CT | 54 | N | IPP Non-CHP | NG | natural gas nonpeaker | TRUE
3469 | Natural Gas Fired Combined Cycle | CT | 54 | N | IPP Non-CHP | NG | natural gas nonpeaker | TRUE
3469 | Natural Gas Fired Combined Cycle | CT | 54 | N | IPP Non-CHP | NG | natural gas nonpeaker | TRUE
3469 | Natural Gas Fired Combined Cycle | CT | 54 | N | IPP Non-CHP | NG | natural gas nonpeaker | TRUE
3469 | Natural Gas Fired Combined Cycle | CT | 56.7 | N | IPP Non-CHP | NG | natural gas nonpeaker | TRUE
3469 | Natural Gas Fired Combined Cycle | CT | 56.7 | N | IPP Non-CHP | NG | natural gas nonpeaker | TRUE
3469 | Natural Gas Fired Combined Cycle | CA | 113.1 | N | IPP Non-CHP | NG | natural gas nonpeaker | TRUE
3469 | Natural Gas Fired Combined Cycle | CA | 113.1 | N | IPP Non-CHP | NG | natural gas nonpeaker | TRUE
4939 | Natural Gas Fired Combined Cycle | CT | 189.6 | N | IPP Non-CHP | NG | natural gas nonpeaker | TRUE
4939 | Natural Gas Fired Combined Cycle | CT | 189.6 | N | IPP Non-CHP | NG | natural gas nonpeaker | TRUE
4939 | Natural Gas Fired Combined Cycle | CA | 351 | N | IPP Non-CHP | NG | natural gas nonpeaker | TRUE
50109 | Natural Gas Fired Combined Cycle | CT | 87.8 | N | IPP Non-CHP | NG | natural gas nonpeaker | TRUE
50109 | Natural Gas Fired Combined Cycle | CT | 87.8 | N | IPP Non-CHP | NG | natural gas nonpeaker | TRUE
50109 | Natural Gas Fired Combined Cycle | CA | 90 | N | IPP Non-CHP | NG | natural gas nonpeaker | TRUE
50127 | Natural Gas Fired Combined Cycle | CA | 20 | N | IPP Non-CHP | NG | natural gas nonpeaker | TRUE
50127 | Natural Gas Fired Combined Cycle | CT | 20 | N | IPP Non-CHP | NG | natural gas nonpeaker | TRUE
50127 | Natural Gas Fired Combined Cycle | CT | 20 | N | IPP Non-CHP | NG | natural gas nonpeaker | TRUE
50127 | Natural Gas Fired Combined Cycle | CT | 20 | N | IPP Non-CHP | NG | natural gas nonpeaker | TRUE
55062 | Natural Gas Fired Combined Cycle | CT | 183.2 | N | IPP Non-CHP | NG | natural gas nonpeaker | TRUE
55062 | Natural Gas Fired Combined Cycle | CT | 183.2 | N | IPP Non-CHP | NG | natural gas nonpeaker | TRUE
55062 | Natural Gas Fired Combined Cycle | CT | 183.2 | N | IPP Non-CHP | NG | natural gas nonpeaker | TRUE
55062 | Natural Gas Fired Combined Cycle | CA | 390.1 | N | IPP Non-CHP | NG | natural gas nonpeaker | TRUE
55091 | Natural Gas Fired Combined Cycle | CS | 289 | N | IPP Non-CHP | NG | natural gas nonpeaker | TRUE
55091 | Natural Gas Fired Combined Cycle | CS | 289 | N | IPP Non-CHP | NG | natural gas nonpeaker | TRUE
55091 | Natural Gas Fired Combined Cycle | CS | 289 | N | IPP Non-CHP | NG | natural gas nonpeaker | TRUE
55091 | Natural Gas Fired Combined Cycle | CS | 289 | N | IPP Non-CHP | NG | natural gas nonpeaker | TRUE
55091 | Natural Gas Fired Combined Cycle | CS | 289 | N | IPP Non-CHP | NG | natural gas nonpeaker | TRUE
55091 | Natural Gas Fired Combined Cycle | CS | 289 | N | IPP Non-CHP | NG | natural gas nonpeaker | TRUE
55097 | Natural Gas Fired Combined Cycle | CT | 176 | N | IPP Non-CHP | NG | natural gas nonpeaker | TRUE
55097 | Natural Gas Fired Combined Cycle | CT | 176 | N | IPP Non-CHP | NG | natural gas nonpeaker | TRUE
55097 | Natural Gas Fired Combined Cycle | CT | 176 | N | IPP Non-CHP | NG | natural gas nonpeaker | TRUE
55097 | Natural Gas Fired Combined Cycle | CT | 176 | N | IPP Non-CHP | NG | natural gas nonpeaker | TRUE
55097 | Natural Gas Fired Combined Cycle | CA | 204.3 | N | IPP Non-CHP | NG | natural gas nonpeaker | TRUE
55097 | Natural Gas Fired Combined Cycle | CA | 204.3 | N | IPP Non-CHP | NG | natural gas nonpeaker | TRUE
55123 | Natural Gas Fired Combined Cycle | CA | 267 | N | IPP Non-CHP | NG | natural gas nonpeaker | TRUE
55123 | Natural Gas Fired Combined Cycle | CT | 267 | N | IPP Non-CHP | NG | natural gas nonpeaker | TRUE
55123 | Natural Gas Fired Combined Cycle | CT | 267 | N | IPP Non-CHP | NG | natural gas nonpeaker | TRUE
55132 | Natural Gas Fired Combined Cycle | CT | 183.2 | N | IPP Non-CHP | NG | natural gas nonpeaker | TRUE
55132 | Natural Gas Fired Combined Cycle | CT | 183.2 | N | IPP Non-CHP | NG | natural gas nonpeaker | TRUE
55132 | Natural Gas Fired Combined Cycle | CT | 183.2 | N | IPP Non-CHP | NG | natural gas nonpeaker | TRUE
55132 | Natural Gas Fired Combined Cycle | CA | 390 | N | IPP Non-CHP | NG | natural gas nonpeaker | TRUE
55139 | Natural Gas Fired Combined Cycle | CT | 243.9 | N | IPP Non-CHP | NG | natural gas nonpeaker | TRUE
55139 | Natural Gas Fired Combined Cycle | CT | 243.9 | N | IPP Non-CHP | NG | natural gas nonpeaker | TRUE
55139 | Natural Gas Fired Combined Cycle | CA | 300.6 | N | IPP Non-CHP | NG | natural gas nonpeaker | TRUE
55144 | Natural Gas Fired Combined Cycle | CS | 241.7 | N | IPP Non-CHP | NG | natural gas nonpeaker | TRUE
55144 | Natural Gas Fired Combined Cycle | CS | 241.7 | N | IPP Non-CHP | NG | natural gas nonpeaker | TRUE
55144 | Natural Gas Fired Combined Cycle | CS | 252.8 | N | IPP Non-CHP | NG | natural gas nonpeaker | TRUE
55144 | Natural Gas Fired Combined Cycle | CS | 252.8 | N | IPP Non-CHP | NG | natural gas nonpeaker | TRUE
55153 | Natural Gas Fired Combined Cycle | CT | 171.1 | N | IPP Non-CHP | NG | natural gas nonpeaker | TRUE
55153 | Natural Gas Fired Combined Cycle | CT | 171.1 | N | IPP Non-CHP | NG | natural gas nonpeaker | TRUE
55153 | Natural Gas Fired Combined Cycle | CT | 171.1 | N | IPP Non-CHP | NG | natural gas nonpeaker | TRUE
55153 | Natural Gas Fired Combined Cycle | CT | 171.1 | N | IPP Non-CHP | NG | natural gas nonpeaker | TRUE
55153 | Natural Gas Fired Combined Cycle | CA | 201.9 | N | IPP Non-CHP | NG | natural gas nonpeaker | TRUE
55153 | Natural Gas Fired Combined Cycle | CA | 201.9 | N | IPP Non-CHP | NG | natural gas nonpeaker | TRUE
55168 | Natural Gas Fired Combined Cycle | CT | 188.2 | N | IPP Non-CHP | NG | natural gas nonpeaker | TRUE
55168 | Natural Gas Fired Combined Cycle | CT | 188.2 | N | IPP Non-CHP | NG | natural gas nonpeaker | TRUE
55168 | Natural Gas Fired Combined Cycle | CA | 242.3 | N | IPP Non-CHP | NG | natural gas nonpeaker | TRUE
55172 | Natural Gas Fired Combined Cycle | CA | 95 | N | IPP Non-CHP | NG | natural gas nonpeaker | TRUE
55172 | Natural Gas Fired Combined Cycle | CT | 154 | N | IPP Non-CHP | NG | natural gas nonpeaker | TRUE
55172 | Natural Gas Fired Combined Cycle | CT | 154 | N | IPP Non-CHP | NG | natural gas nonpeaker | TRUE
55172 | Natural Gas Fired Combined Cycle | CT | 154 | N | IPP Non-CHP | NG | natural gas nonpeaker | TRUE
55172 | Natural Gas Fired Combined Cycle | CA | 250 | N | IPP Non-CHP | NG | natural gas nonpeaker | TRUE
55215 | Natural Gas Fired Combined Cycle | CT | 176 | N | IPP Non-CHP | NG | natural gas nonpeaker | TRUE
55215 | Natural Gas Fired Combined Cycle | CT | 176 | N | IPP Non-CHP | NG | natural gas nonpeaker | TRUE
55215 | Natural Gas Fired Combined Cycle | CT | 176 | N | IPP Non-CHP | NG | natural gas nonpeaker | TRUE
55215 | Natural Gas Fired Combined Cycle | CT | 176 | N | IPP Non-CHP | NG | natural gas nonpeaker | TRUE
55215 | Natural Gas Fired Combined Cycle | CA | 224.4 | N | IPP Non-CHP | NG | natural gas nonpeaker | TRUE
55215 | Natural Gas Fired Combined Cycle | CA | 224.4 | N | IPP Non-CHP | NG | natural gas nonpeaker | TRUE
55223 | Natural Gas Fired Combined Cycle | CA | 133 | N | IPP Non-CHP | NG | natural gas nonpeaker | TRUE
55223 | Natural Gas Fired Combined Cycle | CT | 285 | N | IPP Non-CHP | NG | natural gas nonpeaker | TRUE
55226 | Natural Gas Fired Combined Cycle | CT | 166.7 | N | IPP Non-CHP | NG | natural gas nonpeaker | TRUE
55226 | Natural Gas Fired Combined Cycle | CT | 166.7 | N | IPP Non-CHP | NG | natural gas nonpeaker | TRUE
55226 | Natural Gas Fired Combined Cycle | CT | 166.7 | N | IPP Non-CHP | NG | natural gas nonpeaker | TRUE
55226 | Natural Gas Fired Combined Cycle | CT | 166.7 | N | IPP Non-CHP | NG | natural gas nonpeaker | TRUE
55226 | Natural Gas Fired Combined Cycle | CA | 184.6 | N | IPP Non-CHP | NG | natural gas nonpeaker | TRUE
55226 | Natural Gas Fired Combined Cycle | CA | 184.6 | N | IPP Non-CHP | NG | natural gas nonpeaker | TRUE
55320 | Natural Gas Fired Combined Cycle | CT | 261 | N | IPP Non-CHP | NG | natural gas nonpeaker | TRUE
55320 | Natural Gas Fired Combined Cycle | CT | 261 | N | IPP Non-CHP | NG | natural gas nonpeaker | TRUE
55320 | Natural Gas Fired Combined Cycle | CA | 299.7 | N | IPP Non-CHP | NG | natural gas nonpeaker | TRUE
55357 | Natural Gas Fired Combined Cycle | CT | 200 | N | IPP Non-CHP | NG | natural gas nonpeaker | TRUE
55357 | Natural Gas Fired Combined Cycle | CT | 200 | N | IPP Non-CHP | NG | natural gas nonpeaker | TRUE
55357 | Natural Gas Fired Combined Cycle | CA | 275.6 | N | IPP Non-CHP | NG | natural gas nonpeaker | TRUE
55358 | Natural Gas Fired Combined Cycle | CA | 159.5 | N | IPP Non-CHP | NG | natural gas nonpeaker | TRUE
55358 | Natural Gas Fired Combined Cycle | CA | 159.5 | N | IPP Non-CHP | NG | natural gas nonpeaker | TRUE
55358 | Natural Gas Fired Combined Cycle | CA | 159.5 | N | IPP Non-CHP | NG | natural gas nonpeaker | TRUE
55358 | Natural Gas Fired Combined Cycle | CA | 159.5 | N | IPP Non-CHP | NG | natural gas nonpeaker | TRUE
55358 | Natural Gas Fired Combined Cycle | CT | 198.9 | N | IPP Non-CHP | NG | natural gas nonpeaker | TRUE
55358 | Natural Gas Fired Combined Cycle | CT | 198.9 | N | IPP Non-CHP | NG | natural gas nonpeaker | TRUE
55358 | Natural Gas Fired Combined Cycle | CT | 198.9 | N | IPP Non-CHP | NG | natural gas nonpeaker | TRUE
55358 | Natural Gas Fired Combined Cycle | CT | 198.9 | N | IPP Non-CHP | NG | natural gas nonpeaker | TRUE
55480 | Natural Gas Fired Combined Cycle | CT | 188.2 | N | IPP Non-CHP | NG | natural gas nonpeaker | TRUE
55480 | Natural Gas Fired Combined Cycle | CT | 188.2 | N | IPP Non-CHP | NG | natural gas nonpeaker | TRUE
55480 | Natural Gas Fired Combined Cycle | CT | 188.2 | N | IPP Non-CHP | NG | natural gas nonpeaker | TRUE
55480 | Natural Gas Fired Combined Cycle | CT | 188.2 | N | IPP Non-CHP | NG | natural gas nonpeaker | TRUE
55480 | Natural Gas Fired Combined Cycle | CT | 188.2 | N | IPP Non-CHP | NG | natural gas nonpeaker | TRUE
55480 | Natural Gas Fired Combined Cycle | CT | 188.2 | N | IPP Non-CHP | NG | natural gas nonpeaker | TRUE
55480 | Natural Gas Fired Combined Cycle | CA | 382.5 | N | IPP Non-CHP | NG | natural gas nonpeaker | TRUE
55480 | Natural Gas Fired Combined Cycle | CA | 382.5 | N | IPP Non-CHP | NG | natural gas nonpeaker | TRUE
55545 | Natural Gas Fired Combined Cycle | CT | 176.6 | N | IPP Non-CHP | NG | natural gas nonpeaker | TRUE
55545 | Natural Gas Fired Combined Cycle | CT | 176.6 | N | IPP Non-CHP | NG | natural gas nonpeaker | TRUE
55545 | Natural Gas Fired Combined Cycle | CA | 198.1 | N | IPP Non-CHP | NG | natural gas nonpeaker | TRUE
56349 | Natural Gas Fired Combined Cycle | CT | 86.5 | N | IPP Non-CHP | NG | natural gas nonpeaker | TRUE
56349 | Natural Gas Fired Combined Cycle | CT | 86.5 | N | IPP Non-CHP | NG | natural gas nonpeaker | TRUE
56349 | Natural Gas Fired Combined Cycle | CT | 90.6 | N | IPP Non-CHP | NG | natural gas nonpeaker | TRUE
56349 | Natural Gas Fired Combined Cycle | CT | 90.6 | N | IPP Non-CHP | NG | natural gas nonpeaker | TRUE
56349 | Natural Gas Fired Combined Cycle | CA | 98.1 | N | IPP Non-CHP | NG | natural gas nonpeaker | TRUE
56349 | Natural Gas Fired Combined Cycle | CA | 98.1 | N | IPP Non-CHP | NG | natural gas nonpeaker | TRUE
56350 | Natural Gas Fired Combined Cycle | CT | 90 | N | IPP Non-CHP | NG | natural gas nonpeaker | TRUE
56350 | Natural Gas Fired Combined Cycle | CT | 90 | N | IPP Non-CHP | NG | natural gas nonpeaker | TRUE
56350 | Natural Gas Fired Combined Cycle | CT | 90 | N | IPP Non-CHP | NG | natural gas nonpeaker | TRUE
56350 | Natural Gas Fired Combined Cycle | CT | 90 | N | IPP Non-CHP | NG | natural gas nonpeaker | TRUE
56350 | Natural Gas Fired Combined Cycle | CA | 105.1 | N | IPP Non-CHP | NG | natural gas nonpeaker | TRUE
56350 | Natural Gas Fired Combined Cycle | CA | 115 | N | IPP Non-CHP | NG | natural gas nonpeaker | TRUE
56806 | Natural Gas Fired Combined Cycle | CT | 178.5 | N | IPP Non-CHP | NG | natural gas nonpeaker | TRUE
56806 | Natural Gas Fired Combined Cycle | CT | 178.5 | N | IPP Non-CHP | NG | natural gas nonpeaker | TRUE
56806 | Natural Gas Fired Combined Cycle | CA | 178.5 | N | IPP Non-CHP | NG | natural gas nonpeaker | TRUE
58001 | Natural Gas Fired Combined Cycle | CT | 232 | N | IPP Non-CHP | NG | natural gas nonpeaker | TRUE
58001 | Natural Gas Fired Combined Cycle | CT | 232 | N | IPP Non-CHP | NG | natural gas nonpeaker | TRUE
58001 | Natural Gas Fired Combined Cycle | CT | 232 | N | IPP Non-CHP | NG | natural gas nonpeaker | TRUE
58001 | Natural Gas Fired Combined Cycle | CT | 232 | N | IPP Non-CHP | NG | natural gas nonpeaker | TRUE
58001 | Natural Gas Fired Combined Cycle | CA | 339.2 | N | IPP Non-CHP | NG | natural gas nonpeaker | TRUE
58001 | Natural Gas Fired Combined Cycle | CA | 339.2 | N | IPP Non-CHP | NG | natural gas nonpeaker | TRUE
58005 | Natural Gas Fired Combined Cycle | CT | 232 | N | IPP Non-CHP | NG | natural gas nonpeaker | TRUE
58005 | Natural Gas Fired Combined Cycle | CT | 232 | N | IPP Non-CHP | NG | natural gas nonpeaker | TRUE
58005 | Natural Gas Fired Combined Cycle | CA | 339.2 | N | IPP Non-CHP | NG | natural gas nonpeaker | TRUE
59812 | Natural Gas Fired Combined Cycle | CT | 360 | N | IPP Non-CHP | NG | natural gas nonpeaker | TRUE
59812 | Natural Gas Fired Combined Cycle | CT | 360 | N | IPP Non-CHP | NG | natural gas nonpeaker | TRUE
59812 | Natural Gas Fired Combined Cycle | CA | 511.2 | N | IPP Non-CHP | NG | natural gas nonpeaker | TRUE
60122 | Natural Gas Fired Combined Cycle | CT | 360.9 | N | IPP Non-CHP | NG | natural gas nonpeaker | TRUE
60122 | Natural Gas Fired Combined Cycle | CT | 360.9 | N | IPP Non-CHP | NG | natural gas nonpeaker | TRUE
60122 | Natural Gas Fired Combined Cycle | CA | 508.5 | N | IPP Non-CHP | NG | natural gas nonpeaker | TRUE
3439 | Natural Gas Fired Combustion Turbine | GT | 131.8 | N | IPP Non-CHP | NG | natural gas peaker | TRUE
3439 | Natural Gas Fired Combustion Turbine | GT | 131.8 | N | IPP Non-CHP | NG | natural gas peaker | TRUE
3464 | Natural Gas Fired Combustion Turbine | GT | 72 | N | IPP Non-CHP | NG | natural gas peaker | TRUE
3464 | Natural Gas Fired Combustion Turbine | GT | 72 | N | IPP Non-CHP | NG | natural gas peaker | TRUE
3464 | Natural Gas Fired Combustion Turbine | GT | 72 | N | IPP Non-CHP | NG | natural gas peaker | TRUE
3464 | Natural Gas Fired Combustion Turbine | GT | 72 | N | IPP Non-CHP | NG | natural gas peaker | TRUE
3464 | Natural Gas Fired Combustion Turbine | GT | 72 | N | IPP Non-CHP | NG | natural gas peaker | TRUE
3464 | Natural Gas Fired Combustion Turbine | GT | 72 | N | IPP Non-CHP | NG | natural gas peaker | TRUE
3468 | Natural Gas Fired Combustion Turbine | GT | 16.3 | N | IPP Non-CHP | NG | natural gas peaker | TRUE
3469 | Natural Gas Fired Combustion Turbine | GT | 16.3 | N | IPP Non-CHP | NG | natural gas peaker | TRUE
3469 | Natural Gas Fired Combustion Turbine | GT | 85 | N | IPP Non-CHP | NG | natural gas peaker | TRUE
3469 | Natural Gas Fired Combustion Turbine | GT | 85 | N | IPP Non-CHP | NG | natural gas peaker | TRUE
3469 | Natural Gas Fired Combustion Turbine | GT | 85 | N | IPP Non-CHP | NG | natural gas peaker | TRUE
3469 | Natural Gas Fired Combustion Turbine | GT | 85 | N | IPP Non-CHP | NG | natural gas peaker | TRUE
3469 | Natural Gas Fired Combustion Turbine | GT | 85 | N | IPP Non-CHP | NG | natural gas peaker | TRUE
3469 | Natural Gas Fired Combustion Turbine | GT | 85 | N | IPP Non-CHP | NG | natural gas peaker | TRUE
3470 | Natural Gas Fired Combustion Turbine | GT | 16.3 | N | IPP Non-CHP | NG | natural gas peaker | TRUE
3492 | Natural Gas Fired Combustion Turbine | GT | 89.4 | N | IPP Non-CHP | NG | natural gas peaker | TRUE
3492 | Natural Gas Fired Combustion Turbine | GT | 89.4 | N | IPP Non-CHP | NG | natural gas peaker | TRUE
3492 | Natural Gas Fired Combustion Turbine | GT | 89.4 | N | IPP Non-CHP | NG | natural gas peaker | TRUE
3492 | Natural Gas Fired Combustion Turbine | GT | 89.4 | N | IPP Non-CHP | NG | natural gas peaker | TRUE
3492 | Natural Gas Fired Combustion Turbine | GT | 89.4 | N | IPP Non-CHP | NG | natural gas peaker | TRUE
3492 | Natural Gas Fired Combustion Turbine | GT | 89.4 | N | IPP Non-CHP | NG | natural gas peaker | TRUE
3494 | Natural Gas Fired Combustion Turbine | GT | 89.4 | N | IPP Non-CHP | NG | natural gas peaker | TRUE
3494 | Natural Gas Fired Combustion Turbine | GT | 89.4 | N | IPP Non-CHP | NG | natural gas peaker | TRUE
3494 | Natural Gas Fired Combustion Turbine | GT | 89.4 | N | IPP Non-CHP | NG | natural gas peaker | TRUE
3494 | Natural Gas Fired Combustion Turbine | GT | 89.4 | N | IPP Non-CHP | NG | natural gas peaker | TRUE
3494 | Natural Gas Fired Combustion Turbine | GT | 89.4 | N | IPP Non-CHP | NG | natural gas peaker | TRUE
7325 | Natural Gas Fired Combustion Turbine | GT | 88.2 | N | IPP Non-CHP | NG | natural gas peaker | TRUE
7325 | Natural Gas Fired Combustion Turbine | GT | 88.2 | N | IPP Non-CHP | NG | natural gas peaker | TRUE
8063 | Natural Gas Fired Combustion Turbine | GT | 89.4 | N | IPP Non-CHP | NG | natural gas peaker | TRUE
8063 | Natural Gas Fired Combustion Turbine | GT | 89.4 | N | IPP Non-CHP | NG | natural gas peaker | TRUE
8063 | Natural Gas Fired Combustion Turbine | GT | 89.4 | N | IPP Non-CHP | NG | natural gas peaker | TRUE
8063 | Natural Gas Fired Combustion Turbine | GT | 89.4 | N | IPP Non-CHP | NG | natural gas peaker | TRUE
50137 | Natural Gas Fired Combustion Turbine | GT | 101.9 | N | IPP Non-CHP | NG | natural gas peaker | TRUE
55365 | Natural Gas Fired Combustion Turbine | GT | 59 | N | IPP Non-CHP | NG | natural gas peaker | TRUE
55365 | Natural Gas Fired Combustion Turbine | GT | 59 | N | IPP Non-CHP | NG | natural gas peaker | TRUE
55365 | Natural Gas Fired Combustion Turbine | GT | 59 | N | IPP Non-CHP | NG | natural gas peaker | TRUE
55365 | Natural Gas Fired Combustion Turbine | GT | 59 | N | IPP Non-CHP | NG | natural gas peaker | TRUE
58378 | Natural Gas Fired Combustion Turbine | GT | 102.7 | N | IPP Non-CHP | NG | natural gas peaker | TRUE
58471 | Natural Gas Fired Combustion Turbine | GT | 179.4 | N | IPP Non-CHP | NG | natural gas peaker | TRUE
58471 | Natural Gas Fired Combustion Turbine | GT | 179.4 | N | IPP Non-CHP | NG | natural gas peaker | TRUE
60264 | Natural Gas Fired Combustion Turbine | GT | 71.2 | N | IPP Non-CHP | NG | natural gas peaker | TRUE
60264 | Natural Gas Fired Combustion Turbine | GT | 71.2 | N | IPP Non-CHP | NG | natural gas peaker | TRUE
60264 | Natural Gas Fired Combustion Turbine | GT | 71.2 | N | IPP Non-CHP | NG | natural gas peaker | TRUE
60264 | Natural Gas Fired Combustion Turbine | GT | 71.2 | N | IPP Non-CHP | NG | natural gas peaker | TRUE
60264 | Natural Gas Fired Combustion Turbine | GT | 71.2 | N | IPP Non-CHP | NG | natural gas peaker | TRUE
60264 | Natural Gas Fired Combustion Turbine | GT | 71.2 | N | IPP Non-CHP | NG | natural gas peaker | TRUE
60459 | Natural Gas Fired Combustion Turbine | GT | 60.5 | N | IPP Non-CHP | NG | natural gas peaker | TRUE
60459 | Natural Gas Fired Combustion Turbine | GT | 60.5 | N | IPP Non-CHP | NG | natural gas peaker | TRUE
60460 | Natural Gas Fired Combustion Turbine | GT | 60.5 | N | IPP Non-CHP | NG | natural gas peaker | TRUE
60460 | Natural Gas Fired Combustion Turbine | GT | 60.5 | N | IPP Non-CHP | NG | natural gas peaker | TRUE
60468 | Natural Gas Fired Combustion Turbine | GT | 121.5 | N | IPP Non-CHP | NG | natural gas peaker | TRUE
59938 | Natural Gas Internal Combustion Engine | IC | 8.5 | N | IPP Non-CHP | NG | natural gas peaker | TRUE
59938 | Natural Gas Internal Combustion Engine | IC | 8.5 | N | IPP Non-CHP | NG | natural gas peaker | TRUE
59938 | Natural Gas Internal Combustion Engine | IC | 8.5 | N | IPP Non-CHP | NG | natural gas peaker | TRUE
59938 | Natural Gas Internal Combustion Engine | IC | 8.5 | N | IPP Non-CHP | NG | natural gas peaker | TRUE
59938 | Natural Gas Internal Combustion Engine | IC | 8.5 | N | IPP Non-CHP | NG | natural gas peaker | TRUE
59938 | Natural Gas Internal Combustion Engine | IC | 8.5 | N | IPP Non-CHP | NG | natural gas peaker | TRUE
3452 | Natural Gas Steam Turbine | ST | 396.5 | N | IPP Non-CHP | NG | natural gas peaker | TRUE
3452 | Natural Gas Steam Turbine | ST | 531 | N | IPP Non-CHP | NG | natural gas peaker | TRUE
3453 | Natural Gas Steam Turbine | ST | 135.7 | N | IPP Non-CHP | NG | natural gas peaker | TRUE
3453 | Natural Gas Steam Turbine | ST | 136 | N | IPP Non-CHP | NG | natural gas peaker | TRUE
3453 | Natural Gas Steam Turbine | ST | 580.5 | N | IPP Non-CHP | NG | natural gas peaker | TRUE
3460 | Natural Gas Steam Turbine | ST | 765 | N | IPP Non-CHP | NG | natural gas peaker | TRUE
3460 | Natural Gas Steam Turbine | ST | 765 | N | IPP Non-CHP | NG | natural gas peaker | TRUE
3464 | Natural Gas Steam Turbine | ST | 446.4 | N | IPP Non-CHP | NG | natural gas peaker | TRUE
3468 | Natural Gas Steam Turbine | ST | 187.8 | N | IPP Non-CHP | NG | natural gas peaker | TRUE
3468 | Natural Gas Steam Turbine | ST | 187.8 | N | IPP Non-CHP | NG | natural gas peaker | TRUE
3468 | Natural Gas Steam Turbine | ST | 225.3 | N | IPP Non-CHP | NG | natural gas peaker | TRUE
3468 | Natural Gas Steam Turbine | ST | 225.3 | N | IPP Non-CHP | NG | natural gas peaker | TRUE
3470 | Natural Gas Steam Turbine | ST | 187.8 | N | IPP Non-CHP | NG | natural gas peaker | TRUE
3470 | Natural Gas Steam Turbine | ST | 187.8 | N | IPP Non-CHP | NG | natural gas peaker | TRUE
3470 | Natural Gas Steam Turbine | ST | 299.2 | N | IPP Non-CHP | NG | natural gas peaker | TRUE
3470 | Natural Gas Steam Turbine | ST | 580.5 | N | IPP Non-CHP | NG | natural gas peaker | TRUE
3490 | Natural Gas Steam Turbine | ST | 247.7 | N | IPP Non-CHP | NG | natural gas peaker | TRUE
3490 | Natural Gas Steam Turbine | ST | 387 | N | IPP Non-CHP | NG | natural gas peaker | TRUE
3491 | Natural Gas Steam Turbine | ST | 404.8 | N | IPP Non-CHP | NG | natural gas peaker | TRUE
3491 | Natural Gas Steam Turbine | ST | 455 | N | IPP Non-CHP | NG | natural gas peaker | TRUE
3491 | Natural Gas Steam Turbine | ST | 455 | N | IPP Non-CHP | NG | natural gas peaker | TRUE
3504 | Natural Gas Steam Turbine | ST | 176.8 | N | IPP Non-CHP | NG | natural gas peaker | TRUE
3504 | Natural Gas Steam Turbine | ST | 526.6 | N | IPP Non-CHP | NG | natural gas peaker | TRUE
3507 | Natural Gas Steam Turbine | ST | 239.3 | N | IPP Non-CHP | NG | natural gas peaker | TRUE
4939 | Natural Gas Steam Turbine | ST | 352 | N | IPP Non-CHP | NG | natural gas peaker | TRUE
6145 | Nuclear | ST | 1215 | N | IPP Non-CHP | NUC | nuclear | TRUE
6145 | Nuclear | ST | 1215 | N | IPP Non-CHP | NUC | nuclear | TRUE
6251 | Nuclear | ST | 1354.3 | N | IPP Non-CHP | NUC | nuclear | TRUE
6251 | Nuclear | ST | 1354.3 | N | IPP Non-CHP | NUC | nuclear | TRUE
54979 | Onshore Wind Turbine | WT | 34.3 | N | IPP Non-CHP | WND | onshore wind | TRUE
55367 | Onshore Wind Turbine | WT | 75 | N | IPP Non-CHP | WND | onshore wind | TRUE
55579 | Onshore Wind Turbine | WT | 80 | N | IPP Non-CHP | WND | onshore wind | TRUE
55581 | Onshore Wind Turbine | WT | 278 | N | IPP Non-CHP | WND | onshore wind | TRUE
55747 | Onshore Wind Turbine | WT | 82.5 | N | IPP Non-CHP | WND | onshore wind | TRUE
55795 | Onshore Wind Turbine | WT | 78 | N | IPP Non-CHP | WND | onshore wind | TRUE
55796 | Onshore Wind Turbine | WT | 82 | N | IPP Non-CHP | WND | onshore wind | TRUE
55968 | Onshore Wind Turbine | WT | 152 | N | IPP Non-CHP | WND | onshore wind | TRUE
55992 | Onshore Wind Turbine | WT | 167.7 | N | IPP Non-CHP | WND | onshore wind | TRUE
56111 | Onshore Wind Turbine | WT | 160 | N | IPP Non-CHP | WND | onshore wind | TRUE
56211 | Onshore Wind Turbine | WT | 37.5 | N | IPP Non-CHP | WND | onshore wind | TRUE
56212 | Onshore Wind Turbine | WT | 98.8 | N | IPP Non-CHP | WND | onshore wind | TRUE
56225 | Onshore Wind Turbine | WT | 3 | N | IPP Non-CHP | WND | onshore wind | TRUE
56240 | Onshore Wind Turbine | WT | 120.6 | N | IPP Non-CHP | WND | onshore wind | TRUE
56270 | Onshore Wind Turbine | WT | 114 | N | IPP Non-CHP | WND | onshore wind | TRUE
56291 | Onshore Wind Turbine | WT | 213 | N | IPP Non-CHP | WND | onshore wind | TRUE
56291 | Onshore Wind Turbine | WT | 223.5 | N | IPP Non-CHP | WND | onshore wind | TRUE
56291 | Onshore Wind Turbine | WT | 299 | N | IPP Non-CHP | WND | onshore wind | TRUE
56311 | Onshore Wind Turbine | WT | 135 | N | IPP Non-CHP | WND | onshore wind | TRUE
56337 | Onshore Wind Turbine | WT | 241 | N | IPP Non-CHP | WND | onshore wind | TRUE
56372 | Onshore Wind Turbine | WT | 80.5 | N | IPP Non-CHP | WND | onshore wind | TRUE
56394 | Onshore Wind Turbine | WT | 124.2 | N | IPP Non-CHP | WND | onshore wind | TRUE
56395 | Onshore Wind Turbine | WT | 200 | N | IPP Non-CHP | WND | onshore wind | TRUE
56432 | Onshore Wind Turbine | WT | 161 | N | IPP Non-CHP | WND | onshore wind | TRUE
56457 | Onshore Wind Turbine | WT | 84 | N | IPP Non-CHP | WND | onshore wind | TRUE
56479 | Onshore Wind Turbine | WT | 90 | N | IPP Non-CHP | WND | onshore wind | TRUE
56483 | Onshore Wind Turbine | WT | 200 | N | IPP Non-CHP | WND | onshore wind | TRUE
56484 | Onshore Wind Turbine | WT | 232.5 | N | IPP Non-CHP | WND | onshore wind | TRUE
56506 | Onshore Wind Turbine | WT | 130.5 | N | IPP Non-CHP | WND | onshore wind | TRUE
56560 | Onshore Wind Turbine | WT | 79.8 | N | IPP Non-CHP | WND | onshore wind | TRUE
56561 | Onshore Wind Turbine | WT | 10 | N | IPP Non-CHP | WND | onshore wind | TRUE
56562 | Onshore Wind Turbine | WT | 10 | N | IPP Non-CHP | WND | onshore wind | TRUE
56592 | Onshore Wind Turbine | WT | 126.5 | N | IPP Non-CHP | WND | onshore wind | TRUE
56593 | Onshore Wind Turbine | WT | 209 | N | IPP Non-CHP | WND | onshore wind | TRUE
56602 | Onshore Wind Turbine | WT | 63 | N | IPP Non-CHP | WND | onshore wind | TRUE
56638 | Onshore Wind Turbine | WT | 170.2 | N | IPP Non-CHP | WND | onshore wind | TRUE
56644 | Onshore Wind Turbine | WT | 120 | N | IPP Non-CHP | WND | onshore wind | TRUE
56648 | Onshore Wind Turbine | WT | 79.5 | N | IPP Non-CHP | WND | onshore wind | TRUE
56649 | Onshore Wind Turbine | WT | 101.2 | N | IPP Non-CHP | WND | onshore wind | TRUE
56661 | Onshore Wind Turbine | WT | 283.2 | N | IPP Non-CHP | WND | onshore wind | TRUE
56673 | Onshore Wind Turbine | WT | 59.8 | N | IPP Non-CHP | WND | onshore wind | TRUE
56754 | Onshore Wind Turbine | WT | 69.6 | N | IPP Non-CHP | WND | onshore wind | TRUE
56754 | Onshore Wind Turbine | WT | 80 | N | IPP Non-CHP | WND | onshore wind | TRUE
56763 | Onshore Wind Turbine | WT | 112.5 | N | IPP Non-CHP | WND | onshore wind | TRUE
56763 | Onshore Wind Turbine | WT | 149.5 | N | IPP Non-CHP | WND | onshore wind | TRUE
56763 | Onshore Wind Turbine | WT | 186 | N | IPP Non-CHP | WND | onshore wind | TRUE
56763 | Onshore Wind Turbine | WT | 214.5 | N | IPP Non-CHP | WND | onshore wind | TRUE
56771 | Onshore Wind Turbine | WT | 60 | N | IPP Non-CHP | WND | onshore wind | TRUE
56773 | Onshore Wind Turbine | WT | 150 | N | IPP Non-CHP | WND | onshore wind | TRUE
56774 | Onshore Wind Turbine | WT | 169.5 | N | IPP Non-CHP | WND | onshore wind | TRUE
56775 | Onshore Wind Turbine | WT | 120 | N | IPP Non-CHP | WND | onshore wind | TRUE
56776 | Onshore Wind Turbine | WT | 120 | N | IPP Non-CHP | WND | onshore wind | TRUE
56779 | Onshore Wind Turbine | WT | 150 | N | IPP Non-CHP | WND | onshore wind | TRUE
56783 | Onshore Wind Turbine | WT | 121.9 | N | IPP Non-CHP | WND | onshore wind | TRUE
56795 | Onshore Wind Turbine | WT | 201.6 | N | IPP Non-CHP | WND | onshore wind | TRUE
56823 | Onshore Wind Turbine | WT | 165.6 | N | IPP Non-CHP | WND | onshore wind | TRUE
56834 | Onshore Wind Turbine | WT | 10 | N | IPP Non-CHP | WND | onshore wind | TRUE
56835 | Onshore Wind Turbine | WT | 10 | N | IPP Non-CHP | WND | onshore wind | TRUE
56836 | Onshore Wind Turbine | WT | 10 | N | IPP Non-CHP | WND | onshore wind | TRUE
56837 | Onshore Wind Turbine | WT | 10 | N | IPP Non-CHP | WND | onshore wind | TRUE
56838 | Onshore Wind Turbine | WT | 10 | N | IPP Non-CHP | WND | onshore wind | TRUE
56839 | Onshore Wind Turbine | WT | 10 | N | IPP Non-CHP | WND | onshore wind | TRUE
56905 | Onshore Wind Turbine | WT | 114 | N | IPP Non-CHP | WND | onshore wind | TRUE
56920 | Onshore Wind Turbine | WT | 142.5 | N | IPP Non-CHP | WND | onshore wind | TRUE
56921 | Onshore Wind Turbine | WT | 115.5 | N | IPP Non-CHP | WND | onshore wind | TRUE
56956 | Onshore Wind Turbine | WT | 180 | N | IPP Non-CHP | WND | onshore wind | TRUE
56959 | Onshore Wind Turbine | WT | 58.8 | N | IPP Non-CHP | WND | onshore wind | TRUE
56961 | Onshore Wind Turbine | WT | 60 | N | IPP Non-CHP | WND | onshore wind | TRUE
56961 | Onshore Wind Turbine | WT | 92.5 | N | IPP Non-CHP | WND | onshore wind | TRUE
56979 | Onshore Wind Turbine | WT | 199.5 | N | IPP Non-CHP | WND | onshore wind | TRUE
56981 | Onshore Wind Turbine | WT | 249 | N | IPP Non-CHP | WND | onshore wind | TRUE
56983 | Onshore Wind Turbine | WT | 180 | N | IPP Non-CHP | WND | onshore wind | TRUE
56984 | Onshore Wind Turbine | WT | 197 | N | IPP Non-CHP | WND | onshore wind | TRUE
57095 | Onshore Wind Turbine | WT | 201 | N | IPP Non-CHP | WND | onshore wind | TRUE
57153 | Onshore Wind Turbine | WT | 150 | N | IPP Non-CHP | WND | onshore wind | TRUE
57156 | Onshore Wind Turbine | WT | 120 | N | IPP Non-CHP | WND | onshore wind | TRUE
57212 | Onshore Wind Turbine | WT | 200.1 | N | IPP Non-CHP | WND | onshore wind | TRUE
57259 | Onshore Wind Turbine | WT | 2.5 | N | IPP Non-CHP | WND | onshore wind | TRUE
57259 | Onshore Wind Turbine | WT | 2.5 | N | IPP Non-CHP | WND | onshore wind | TRUE
57259 | Onshore Wind Turbine | WT | 2.5 | N | IPP Non-CHP | WND | onshore wind | TRUE
57260 | Onshore Wind Turbine | WT | 150 | N | IPP Non-CHP | WND | onshore wind | TRUE
57263 | Onshore Wind Turbine | WT | 10 | N | IPP Non-CHP | WND | onshore wind | TRUE
57264 | Onshore Wind Turbine | WT | 10 | N | IPP Non-CHP | WND | onshore wind | TRUE
57303 | Onshore Wind Turbine | WT | 75 | N | IPP Non-CHP | WND | onshore wind | TRUE
57303 | Onshore Wind Turbine | WT | 75 | N | IPP Non-CHP | WND | onshore wind | TRUE
57326 | Onshore Wind Turbine | WT | 49.5 | N | IPP Non-CHP | WND | onshore wind | TRUE
57415 | Onshore Wind Turbine | WT | 145 | N | IPP Non-CHP | WND | onshore wind | TRUE
57474 | Onshore Wind Turbine | WT | 10 | N | IPP Non-CHP | WND | onshore wind | TRUE
57517 | Onshore Wind Turbine | WT | 20 | N | IPP Non-CHP | WND | onshore wind | TRUE
57520 | Onshore Wind Turbine | WT | 225 | N | IPP Non-CHP | WND | onshore wind | TRUE
57617 | Onshore Wind Turbine | WT | 250 | N | IPP Non-CHP | WND | onshore wind | TRUE
57741 | Onshore Wind Turbine | WT | 2.1 | N | IPP Non-CHP | WND | onshore wind | TRUE
57741 | Onshore Wind Turbine | WT | 2.1 | N | IPP Non-CHP | WND | onshore wind | TRUE
57751 | Onshore Wind Turbine | WT | 200 | N | IPP Non-CHP | WND | onshore wind | TRUE
57752 | Onshore Wind Turbine | WT | 201.6 | N | IPP Non-CHP | WND | onshore wind | TRUE
57802 | Onshore Wind Turbine | WT | 203 | N | IPP Non-CHP | WND | onshore wind | TRUE
57927 | Onshore Wind Turbine | WT | 188 | N | IPP Non-CHP | WND | onshore wind | TRUE
57973 | Onshore Wind Turbine | WT | 161 | N | IPP Non-CHP | WND | onshore wind | TRUE
57974 | Onshore Wind Turbine | WT | 150 | N | IPP Non-CHP | WND | onshore wind | TRUE
57981 | Onshore Wind Turbine | WT | 150 | N | IPP Non-CHP | WND | onshore wind | TRUE
57983 | Onshore Wind Turbine | WT | 165 | N | IPP Non-CHP | WND | onshore wind | TRUE
57983 | Onshore Wind Turbine | WT | 211 | N | IPP Non-CHP | WND | onshore wind | TRUE
58000 | Onshore Wind Turbine | WT | 99.8 | N | IPP Non-CHP | WND | onshore wind | TRUE
58021 | Onshore Wind Turbine | WT | 92 | N | IPP Non-CHP | WND | onshore wind | TRUE
58048 | Onshore Wind Turbine | WT | 30 | N | IPP Non-CHP | WND | onshore wind | TRUE
58080 | Onshore Wind Turbine | WT | 112.5 | N | IPP Non-CHP | WND | onshore wind | TRUE
58162 | Onshore Wind Turbine | WT | 61.2 | N | IPP Non-CHP | WND | onshore wind | TRUE
58242 | Onshore Wind Turbine | WT | 218 | N | IPP Non-CHP | WND | onshore wind | TRUE
58321 | Onshore Wind Turbine | WT | 150 | N | IPP Non-CHP | WND | onshore wind | TRUE
58363 | Onshore Wind Turbine | WT | 79.6 | N | IPP Non-CHP | WND | onshore wind | TRUE
58372 | Onshore Wind Turbine | WT | 135.4 | N | IPP Non-CHP | WND | onshore wind | TRUE
58424 | Onshore Wind Turbine | WT | 9 | N | IPP Non-CHP | WND | onshore wind | TRUE
58596 | Onshore Wind Turbine | WT | 211.2 | N | IPP Non-CHP | WND | onshore wind | TRUE
58681 | Onshore Wind Turbine | WT | 150 | N | IPP Non-CHP | WND | onshore wind | TRUE
58720 | Onshore Wind Turbine | WT | 181.7 | N | IPP Non-CHP | WND | onshore wind | TRUE
58765 | Onshore Wind Turbine | WT | 288.6 | N | IPP Non-CHP | WND | onshore wind | TRUE
58766 | Onshore Wind Turbine | WT | 257 | N | IPP Non-CHP | WND | onshore wind | TRUE
58772 | Onshore Wind Turbine | WT | 200 | N | IPP Non-CHP | WND | onshore wind | TRUE
58773 | Onshore Wind Turbine | WT | 200 | N | IPP Non-CHP | WND | onshore wind | TRUE
58774 | Onshore Wind Turbine | WT | 161 | N | IPP Non-CHP | WND | onshore wind | TRUE
58775 | Onshore Wind Turbine | WT | 194 | N | IPP Non-CHP | WND | onshore wind | TRUE
58838 | Onshore Wind Turbine | WT | 110 | N | IPP Non-CHP | WND | onshore wind | TRUE
59005 | Onshore Wind Turbine | WT | 230.4 | N | IPP Non-CHP | WND | onshore wind | TRUE
59034 | Onshore Wind Turbine | WT | 204 | N | IPP Non-CHP | WND | onshore wind | TRUE
59063 | Onshore Wind Turbine | WT | 201 | N | IPP Non-CHP | WND | onshore wind | TRUE
59066 | Onshore Wind Turbine | WT | 228 | N | IPP Non-CHP | WND | onshore wind | TRUE
59068 | Onshore Wind Turbine | WT | 200 | N | IPP Non-CHP | WND | onshore wind | TRUE
59118 | Onshore Wind Turbine | WT | 165 | N | IPP Non-CHP | WND | onshore wind | TRUE
59193 | Onshore Wind Turbine | WT | 236 | N | IPP Non-CHP | WND | onshore wind | TRUE
59238 | Onshore Wind Turbine | WT | 67.6 | N | IPP Non-CHP | WND | onshore wind | TRUE
59244 | Onshore Wind Turbine | WT | 80 | N | IPP Non-CHP | WND | onshore wind | TRUE
59245 | Onshore Wind Turbine | WT | 155.4 | N | IPP Non-CHP | WND | onshore wind | TRUE
59320 | Onshore Wind Turbine | WT | 200 | N | IPP Non-CHP | WND | onshore wind | TRUE
59321 | Onshore Wind Turbine | WT | 200 | N | IPP Non-CHP | WND | onshore wind | TRUE
59332 | Onshore Wind Turbine | WT | 211.2 | N | IPP Non-CHP | WND | onshore wind | TRUE
59384 | Onshore Wind Turbine | WT | 200 | N | IPP Non-CHP | WND | onshore wind | TRUE
59417 | Onshore Wind Turbine | WT | 20 | N | IPP Non-CHP | WND | onshore wind | TRUE
59442 | Onshore Wind Turbine | WT | 200.1 | N | IPP Non-CHP | WND | onshore wind | TRUE
59475 | Onshore Wind Turbine | WT | 249.9 | N | IPP Non-CHP | WND | onshore wind | TRUE
59621 | Onshore Wind Turbine | WT | 299.7 | N | IPP Non-CHP | WND | onshore wind | TRUE
59654 | Onshore Wind Turbine | WT | 78 | N | IPP Non-CHP | WND | onshore wind | TRUE
59712 | Onshore Wind Turbine | WT | 95.3 | N | IPP Non-CHP | WND | onshore wind | TRUE
59732 | Onshore Wind Turbine | WT | 150 | N | IPP Non-CHP | WND | onshore wind | TRUE
59733 | Onshore Wind Turbine | WT | 150 | N | IPP Non-CHP | WND | onshore wind | TRUE
59734 | Onshore Wind Turbine | WT | 150 | N | IPP Non-CHP | WND | onshore wind | TRUE
59943 | Onshore Wind Turbine | WT | 207.2 | N | IPP Non-CHP | WND | onshore wind | TRUE
59972 | Onshore Wind Turbine | WT | 196.7 | N | IPP Non-CHP | WND | onshore wind | TRUE
60059 | Onshore Wind Turbine | WT | 110 | N | IPP Non-CHP | WND | onshore wind | TRUE
60087 | Onshore Wind Turbine | WT | 300 | N | IPP Non-CHP | WND | onshore wind | TRUE
60104 | Onshore Wind Turbine | WT | 249.7 | N | IPP Non-CHP | WND | onshore wind | TRUE
60210 | Onshore Wind Turbine | WT | 50.4 | N | IPP Non-CHP | WND | onshore wind | TRUE
60217 | Onshore Wind Turbine | WT | 149.3 | N | IPP Non-CHP | WND | onshore wind | TRUE
60270 | Onshore Wind Turbine | WT | 148.4 | N | IPP Non-CHP | WND | onshore wind | TRUE
60338 | Onshore Wind Turbine | WT | 230 | N | IPP Non-CHP | WND | onshore wind | TRUE
60339 | Onshore Wind Turbine | WT | 230 | N | IPP Non-CHP | WND | onshore wind | TRUE
60366 | Onshore Wind Turbine | WT | 151.2 | N | IPP Non-CHP | WND | onshore wind | TRUE
60414 | Onshore Wind Turbine | WT | 276 | N | IPP Non-CHP | WND | onshore wind | TRUE
60502 | Onshore Wind Turbine | WT | 125.6 | N | IPP Non-CHP | WND | onshore wind | TRUE
60645 | Onshore Wind Turbine | WT | 200 | N | IPP Non-CHP | WND | onshore wind | TRUE
60657 | Onshore Wind Turbine | WT | 174 | N | IPP Non-CHP | WND | onshore wind | TRUE
60743 | Onshore Wind Turbine | WT | 160 | N | IPP Non-CHP | WND | onshore wind | TRUE
60856 | Onshore Wind Turbine | WT | 163 | N | IPP Non-CHP | WND | onshore wind | TRUE
60901 | Onshore Wind Turbine | WT | 250 | N | IPP Non-CHP | WND | onshore wind | TRUE
60902 | Onshore Wind Turbine | WT | 253 | N | IPP Non-CHP | WND | onshore wind | TRUE
60983 | Onshore Wind Turbine | WT | 100.5 | N | IPP Non-CHP | WND | onshore wind | TRUE
60987 | Onshore Wind Turbine | WT | 300 | N | IPP Non-CHP | WND | onshore wind | TRUE
61001 | Onshore Wind Turbine | WT | 150 | N | IPP Non-CHP | WND | onshore wind | TRUE
61212 | Onshore Wind Turbine | WT | 200 | N | IPP Non-CHP | WND | onshore wind | TRUE
61674 | Onshore Wind Turbine | WT | 150 | N | IPP Non-CHP | WND | onshore wind | TRUE
61921 | Onshore Wind Turbine | WT | 300 | N | IPP Non-CHP | WND | onshore wind | TRUE
62642 | Onshore Wind Turbine | WT | 2.5 | N | IPP Non-CHP | WND | onshore wind | TRUE
62642 | Onshore Wind Turbine | WT | 2.8 | N | IPP Non-CHP | WND | onshore wind | TRUE
3504 | Petroleum Liquids | IC | 2 | N | IPP Non-CHP | DFO | petroleum | TRUE
3504 | Petroleum Liquids | IC | 2 | N | IPP Non-CHP | DFO | petroleum | TRUE
3504 | Petroleum Liquids | IC | 2 | N | IPP Non-CHP | DFO | petroleum | TRUE
3504 | Petroleum Liquids | IC | 2 | N | IPP Non-CHP | DFO | petroleum | TRUE
3504 | Petroleum Liquids | IC | 2 | N | IPP Non-CHP | DFO | petroleum | TRUE
3507 | Petroleum Liquids | IC | 2 | N | IPP Non-CHP | DFO | petroleum | TRUE
3507 | Petroleum Liquids | IC | 2 | N | IPP Non-CHP | DFO | petroleum | TRUE
57197 | Solar Photovoltaic | PV | 13.9 | N | IPP Non-CHP | SUN | solar PV | TRUE
57699 | Solar Photovoltaic | PV | 30 | N | IPP Non-CHP | SUN | solar PV | TRUE
58009 | Solar Photovoltaic | PV | 5 | N | IPP Non-CHP | SUN | solar PV | TRUE
58009 | Solar Photovoltaic | PV | 5.6 | N | IPP Non-CHP | SUN | solar PV | TRUE
58027 | Solar Photovoltaic | PV | 10 | N | IPP Non-CHP | SUN | solar PV | TRUE
58068 | Solar Photovoltaic | PV | 10 | N | IPP Non-CHP | SUN | solar PV | TRUE
58488 | Solar Photovoltaic | PV | 10 | N | IPP Non-CHP | SUN | solar PV | TRUE
58537 | Solar Photovoltaic | PV | 40.7 | N | IPP Non-CHP | SUN | solar PV | TRUE
58710 | Solar Photovoltaic | PV | 30.2 | N | IPP Non-CHP | SUN | solar PV | TRUE
58716 | Solar Photovoltaic | PV | 4.4 | N | IPP Non-CHP | SUN | solar PV | TRUE
58717 | Solar Photovoltaic | PV | 39.6 | N | IPP Non-CHP | SUN | solar PV | TRUE
59204 | Solar Photovoltaic | PV | 5.5 | N | IPP Non-CHP | SUN | solar PV | TRUE
59205 | Solar Photovoltaic | PV | 100 | N | IPP Non-CHP | SUN | solar PV | TRUE
59206 | Solar Photovoltaic | PV | 105 | N | IPP Non-CHP | SUN | solar PV | TRUE
59207 | Solar Photovoltaic | PV | 100 | N | IPP Non-CHP | SUN | solar PV | TRUE
59407 | Solar Photovoltaic | PV | 10.5 | N | IPP Non-CHP | SUN | solar PV | TRUE
59994 | Solar Photovoltaic | PV | 160 | N | IPP Non-CHP | SUN | solar PV | TRUE
60044 | Solar Photovoltaic | PV | 202 | N | IPP Non-CHP | SUN | solar PV | TRUE
60123 | Solar Photovoltaic | PV | 180 | N | IPP Non-CHP | SUN | solar PV | TRUE
60372 | Solar Photovoltaic | PV | 100 | N | IPP Non-CHP | SUN | solar PV | TRUE
60427 | Solar Photovoltaic | PV | 2 | N | IPP Non-CHP | SUN | solar PV | TRUE
60436 | Solar Photovoltaic | PV | 118.5 | N | IPP Non-CHP | SUN | solar PV | TRUE
60472 | Solar Photovoltaic | PV | 1 | N | IPP Non-CHP | SUN | solar PV | TRUE
60581 | Solar Photovoltaic | PV | 150 | N | IPP Non-CHP | SUN | solar PV | TRUE
60682 | Solar Photovoltaic | PV | 50 | N | IPP Non-CHP | SUN | solar PV | TRUE
60774 | Solar Photovoltaic | PV | 15.4 | N | IPP Non-CHP | SUN | solar PV | TRUE
60789 | Solar Photovoltaic | PV | 30 | N | IPP Non-CHP | SUN | solar PV | TRUE
60989 | Solar Photovoltaic | PV | 50 | N | IPP Non-CHP | SUN | solar PV | TRUE
61205 | Solar Photovoltaic | PV | 1.5 | N | IPP Non-CHP | SUN | solar PV | TRUE
61309 | Solar Photovoltaic | PV | 1.2 | N | IPP Non-CHP | SUN | solar PV | TRUE
61368 | Solar Photovoltaic | PV | 182 | N | IPP Non-CHP | SUN | solar PV | TRUE
61370 | Solar Photovoltaic | PV | 5 | N | IPP Non-CHP | SUN | solar PV | TRUE
61409 | Solar Photovoltaic | PV | 5.3 | N | IPP Non-CHP | SUN | solar PV | TRUE
61410 | Solar Photovoltaic | PV | 5 | N | IPP Non-CHP | SUN | solar PV | TRUE
61411 | Solar Photovoltaic | PV | 5 | N | IPP Non-CHP | SUN | solar PV | TRUE
61493 | Solar Photovoltaic | PV | 1.6 | N | IPP Non-CHP | SUN | solar PV | TRUE
61513 | Solar Photovoltaic | PV | 5.3 | N | IPP Non-CHP | SUN | solar PV | TRUE
61514 | Solar Photovoltaic | PV | 5.2 | N | IPP Non-CHP | SUN | solar PV | TRUE
61524 | Solar Photovoltaic | PV | 10 | N | IPP Non-CHP | SUN | solar PV | TRUE
61532 | Solar Photovoltaic | PV | 10 | N | IPP Non-CHP | SUN | solar PV | TRUE
61625 | Solar Photovoltaic | PV | 5 | N | IPP Non-CHP | SUN | solar PV | TRUE
61697 | Solar Photovoltaic | PV | 50 | N | IPP Non-CHP | SUN | solar PV | TRUE
61700 | Solar Photovoltaic | PV | 2.6 | N | IPP Non-CHP | SUN | solar PV | TRUE
61810 | Solar Photovoltaic | PV | 10 | N | IPP Non-CHP | SUN | solar PV | TRUE
61867 | Solar Photovoltaic | PV | 10 | N | IPP Non-CHP | SUN | solar PV | TRUE
61868 | Solar Photovoltaic | PV | 10 | N | IPP Non-CHP | SUN | solar PV | TRUE
61871 | Solar Photovoltaic | PV | 10 | N | IPP Non-CHP | SUN | solar PV | TRUE
61873 | Solar Photovoltaic | PV | 5 | N | IPP Non-CHP | SUN | solar PV | TRUE
61874 | Solar Photovoltaic | PV | 10 | N | IPP Non-CHP | SUN | solar PV | TRUE
61887 | Solar Photovoltaic | PV | 2 | N | IPP Non-CHP | SUN | solar PV | TRUE
61895 | Solar Photovoltaic | PV | 7.7 | N | IPP Non-CHP | SUN | solar PV | TRUE
55708 | Wood/Wood Waste Biomass | ST | 114 | N | IPP Non-CHP | WDS | biomass | TRUE

## 2018 Form 860 TX
FORM 860 for 2018 | [29 empty] | Values from Summer Capacity calculations
plant_id_eia_860 | generator_id | technology_description | plant_name_eia | state | latitude | longitude | balancing_authority_code | capacity_mw | nameplate_power_factor | summer_capacity_mw | winter_capacity_mw | minimum_load_mw | retirement_date | prime_mover_code_860 | energy_source_code_1 | utility_name_eia | helper backup | time_cold_shutdown_full_load_code final | operating_date final | helper | state_id | county_id | FIPS | old_flag | new_flag | exp_lifespan | Heat_Rate | helper_923_additional_923 |  | Start Year Summer Capacities (MW - OLD) | preexisting | preexisting nonretiring (not used in U.S. dataset) | newly built | Form 860 Numbers using Nameplate Capacity, mapping to EPS fuel types |  | *Note that EPS doesn't include Industrial CHP plants in start year capacities
10436 | ST34 | All Other | ExxonMobil Baytown Refinery | TX | 29.7535 | -94.9973 | ERCO | 7.5 | 0.9 | 7.5 | 7.5 | 0.5 | 2030 | ST | WH | Exxon Mobil Refining and Supply Co. | 10436¦ST34 | 720 | 1952 | tx¦harris | 39 | 2132 | 48201 | 3 | 15 | 38 | 12.5855 | ST¦WH |  | hard coal | 13829.6 | 0 | 0 | hard coal | 20371.6
50121 | PRU | All Other | Valero Refinery Corpus Christi West | TX | 27.8175 | -97.4814 | ERCO | 12 | 1 | 12 | 12 | 3.3667 | 2021 | ST | WH | Valero Refining Co | 50121¦PRU | 720 | 1983 | tx¦nueces | 39 | 2209 | 48355 | 3 | 15 | 38 | 9 | ST¦WH |  | natural gas nonpeaker | 37075.2 | 0 | 0 | NGFCC | 46767.1
50153 | STG | All Other | Texas City Plant Union Carbide | TX | 29.3761 | -94.9465 | ERCO | 45 | 0.9 | 38 | 38 | 10 | 2034 | ST | PUR | Union Carbide Corp-Texas City | 50153¦STG | 720 | 1996 | tx¦galveston | 39 | 2115 | 48167 | 3 | 15 | 38 | 9.104 | ST¦PUR |  | nuclear | 4960 | 0 | 0 | nuclear | 5138.6
50304 | GEN2 | All Other | Shell Deer Park | TX | 29.7232 | -95.1289 | ERCO | 51 | 0.8 | 45 | 50 | 10 | 2037 | ST | PUR | Shell Oil Co-Deer Park | 50304¦GEN2 | 720 | 1979 | tx¦harris | 39 | 2132 | 48201 | 3 | 15 | 38 | 9.104 | ST¦PUR |  | hydro | 668.7 | 0 | 0 | hydro | 708.6
50304 | GEN1 | All Other | Shell Deer Park | TX | 29.7232 | -95.1289 | ERCO | 51 | 0.8 | 45 | 50 | 10 | 2037 | ST | PUR | Shell Oil Co-Deer Park | 50304¦GEN1 | 720 | 1979 | tx¦harris | 39 | 2132 | 48201 | 3 | 15 | 38 | 9.104 | ST¦PUR |  | onshore wind | 24169.2 | 0 | 0 | onshore wind | 24187.3
50404 | TG2 | All Other | BP Chemicals Green Lake Plant | TX | 28.5707 | -96.8333 | ERCO | 15 | 0.85 | 15 | 15 | 2 | 2027 | ST | WH | INEOS Nitriles Greenlake | 50404¦TG2 | 720 | 1989 | tx¦calhoun | 39 | 2060 | 48057 | 3 | 15 | 38 | 9.104 | ST¦WH |  | solar PV | 1947.5 | 0 | 0 | solar pv | 1943.1
50404 | TG3 | All Other | BP Chemicals Green Lake Plant | TX | 28.5707 | -96.8333 | ERCO | 23.8 | 0.85 | 23.8 | 23.8 | 2 | 2035 | ST | WH | INEOS Nitriles Greenlake | 50404¦TG3 | 720 | 1997 | tx¦calhoun | 39 | 2060 | 48057 | 3 | 15 | 38 | 9.104 | ST¦WH |  | solar thermal | 0 | 0 | 0 | solar thermal
52065 | GEN2 | All Other | Houston Plant | TX | 29.7198 | -95.2706 | ERCO | 1.5 | 0.8 | 1.5 | 1.5 | 1.2 | 2028 | ST | WH | Eco Services Operations LLC | 52065¦GEN2 | 1440 | 1970 | tx¦harris | 39 | 2132 | 48201 | 3 | 15 | 38 | 9.104 | ST¦WH |  | biomass | 220.8 | 0 | 0 | wood/waste biomass | 339.6 | waste biomass | 34.1 | landfill gas | 74.5
52065 | GEN1 | All Other | Houston Plant | TX | 29.7198 | -95.2706 | ERCO | 6 | 0.8 | 5.5 | 6.1 | 5 | 2035 | ST | WH | Eco Services Operations LLC | 52065¦GEN1 | 1440 | 1977 | tx¦harris | 39 | 2132 | 48201 | 3 | 15 | 38 | 9.104 | ST¦WH |  | geothermal | 0 | 0 | 0 | geothermal
55311 | GEN2 | All Other | BASF Freeport Works | TX | 29.002 | -95.394 | ERCO | 11.7 | 0.98 | 11.7 | 11.7 | 1.2 | 2037 | ST | WH | BASF Corporation | 55311¦GEN2 | 720 | 1999 | tx¦brazoria | 39 | 2051 | 48039 | 3 | 15 | 38 | 11.6493 | ST¦WH |  | petroleum | 26.7 | 0 | 0 | petcoke | 69.5 | pet liquids | 48.3
58823 | STG | All Other | Port Arthur Steam Energy | TX | 29.835 | -93.9622 | MISO | 5 | 0.85 | 5 | 5 | 0.4 | 2043 | ST | WH | Port Arthur Steam Energy LP | 58823¦STG | 720 | 2005 | tx¦jefferson | 39 | 2154 | 48245 | 3 | 15 | 38 | 11.5039 | ST¦WH |  | natural gas peaker | 26302.7 | 0 | 0 | NGCT | 11847.7 | NGICE | 929.8 | NGST | 19304.5
58870 | MG202 | All Other | Rentech Nitrogen Pasadena Cogeneration | TX | 29.7394 | -95.1947 | ERCO | 15.4 | 0.85 | 14 | 14.2 | 4.3206 | 2053 | ST | WH | Rentech Nitrogen Pasadena LLC | 58870¦MG202 | 60 | 2015 | tx¦harris | 39 | 2132 | 48201 | 3 | 15 | 38 | 9.104 | ST¦WH |  | lignite | 5492 | 0 | 0 | lignite | 71.9
56961 | BATT | Batteries | Notrees Windpower | TX | 31.995 | -102.8283 | ERCO | 36 | 0.85 | 36 | 36 | 0 | 2032 | BA | MWH | Duke Energy DEGS Notrees | 56961¦BATT | 10 | 2012 | tx¦ector | 39 | 2099 | 48135 | 4 | 4 | 20 | 0 | BA¦MWH |  | offshore wind | 0 | 0 | 0 | offshore wind
56981 | PYRBT | Batteries | Pyron Wind Farm LLC | TX | 32.5886 | -100.6728 | ERCO | 9.9 | 0.85 | 9.9 | 9.9 | 0 | 2038 | BA | MWH | E ON Climate Renewables N America LLC | 56981¦PYRBT | 10 | 2018 | tx¦fisher | 39 | 2107 | 48151 | 4 | 4 | 20 | 0 | BA¦MWH |  | crude oil | 0 | 0 | 0 | crude oil
56984 | INABT | Batteries | Inadale Wind Farm LLC | TX | 32.4969 | -100.5797 | ERCO | 9.9 | 0.85 | 9.9 | 9.9 | 0 | 2038 | BA | MWH | E ON Climate Renewables N America LLC | 56984¦INABT | 10 | 2018 | tx¦nolan | 39 | 2208 | 48353 | 4 | 4 | 20 | 0 | BA¦MWH |  | heavy or residual fuel oil | 0 | 0 | 0 | heavy or residual fuel oil
58537 | ASTRO | Batteries | OCI Alamo Solar I | TX | 29.2717 | -98.4447 | ERCO | 1 | 0.85 | 1 | 1 | 0.3 | 2036 | BA | MWH | OCI Solar Power | 58537¦ASTRO | 10 | 2016 | tx¦bexar | 39 | 2046 | 48029 | 4 | 4 | 20 | 0 | BA¦MWH |  | municipal solid waste | 0 | 0 | 0 | municipal solid waste
60506 | BOB | Batteries | ETT Presidio NaS Battery | TX | 29.5663 | -104.3554 | ERCO | 4 | 0.85 | 4 | 4 | 0 | 2030 | BA | MWH | Electric Transmission Texas LLC | 60506¦BOB | 10 | 2010 | tx¦presidio | 39 | 2220 | 48377 | 4 | 4 | 20 | 0 | BA¦MWH | all other | ^^^These are based on Summer Capacity not Nameplate |  |  |  | ^These are nameplate
60690 | WBSS | Batteries | Blue Summit Storage, LLC | TX | 34.299 | -99.399 | ERCO | 30 | 0.85 | 30 | 30 | 0 | 2037 | BA | MWH |  | 60690¦WBSS | 10 | 2017 | tx¦wilbarger | 39 | 2275 | 48487 | 4 | 4 | 20 | 0 | BA¦MWH | 244.9 | *Those that are 0 do not show up in 860 and thus are
61362 | ECBS | Batteries | NRG Elbow Creek Energy Storage Project | TX | 32.1676 | -101.4792 | ERCO | 2 | 0.85 | 2 | 2 | 0 | 2037 | BA | MWH | NRG Texas Power LLC | 61362¦ECBS | 10 | 2017 | tx¦howard | 39 | 2145 | 48227 | 4 | 4 | 20 | 0 | BA¦MWH | batteries | not updated from summer to nameplate capacity |  |  |  | From 860
61741 | KBESS | Batteries | Kingsberry Energy Storage System | TX | 30.266 | -97.6861 | ERCO | 1.5 | 0.85 | 1.5 | 1.5 | 0 | 2038 | BA | MWH | Austin Energy | 61741¦KBESS | 10 | 2018 | tx¦travis | 39 | 2258 | 48453 | 4 | 4 | 20 | 0 | BA¦MWH | 94.3 | (because they are 0 either way) |  |  |  | total coal | 20443.5 |  | VCE 2018 BAU Capacities
791 | 2 | Conventional Hydroelectric | Canyon | TX | 29.8706 | -98.1947 | ERCO | 3 | 0.9 | 3 | 3 | 1 | 2069 | HY | WAT | Guadalupe Blanco River Authority | 791¦2 | 60 | 1989 | tx¦comal | 39 | 2077 | 48091 | 6 | 6 | 80 | 9.104 | HY¦WAT | hydro |  |  |  |  | total NG | 78849.1 |  | coal | 20341.28
791 | 1 | Conventional Hydroelectric | Canyon | TX | 29.8706 | -98.1947 | ERCO | 3 | 0.9 | 3 | 3 | 1 | 2069 | HY | WAT | Guadalupe Blanco River Authority | 791¦1 | 60 | 1989 | tx¦comal | 39 | 2077 | 48091 | 6 | 6 | 80 | 9.104 | HY¦WAT | 708.6 | [7 empty] | NGCC | 66666.39
794 | 1 | Conventional Hydroelectric | Lewisville | TX | 33.0685 | -96.9638 | ERCO | 2.8 | 0.9 | 2 | 2 | 0.5 | 2072 | HY | WAT | City of Garland - (TX) | 794¦1 | 60 | 1992 | tx¦denton | 39 | 2092 | 48121 | 6 | 6 | 80 | 9.1039 | HY¦WAT | steam coal | [7 empty] | NGGT | 12621.38
3437 | 3 | Conventional Hydroelectric | Eagle Pass | TX | 28.8295 | -100.5522 | ERCO | 3.2 | 1 | 2 | 2 | 0.1 | 2032 | HY | WAT | Maverick Cty Water Control & Improvement | 3437¦3 | 60 | 1932 | tx¦maverick | 39 | 2190 | 48323 | 6 | 6 | 80 | 9.104 | HY¦WAT | 20443.5 |  | NGFCC - nonpeaker | [5 empty] | storage | 1141.95 | MWh
3437 | 2 | Conventional Hydroelectric | Eagle Pass | TX | 28.8295 | -100.5522 | ERCO | 3.2 | 1 | 2 | 2 | 0.1 | 2032 | HY | WAT | Maverick Cty Water Control & Improvement | 3437¦2 | 60 | 1932 | tx¦maverick | 39 | 2190 | 48323 | 6 | 6 | 80 | 9.104 | HY¦WAT | flywheels |  | NGFCT - peaker | [5 empty] | nuclear | 5112.91
3437 | 1 | Conventional Hydroelectric | Eagle Pass | TX | 28.8295 | -100.5522 | ERCO | 3.2 | 1 | 2 | 2 | 0.1 | 2032 | HY | WAT | Maverick Cty Water Control & Improvement | 3437¦1 | 60 | 1932 | tx¦maverick | 39 | 2190 | 48323 | 6 | 6 | 80 | 9.104 | HY¦WAT | 5 |  | NGICE - peaker | [5 empty] | hydro | 705.06
3581 | 2 | Conventional Hydroelectric | Abbott TP 3 | TX | 29.594 | -98.0407 | ERCO | 1.4 | 0.8 | 1.4 | 1.4 | 1.1 | 2027 | HY | WAT | Guadalupe Blanco River Authority | 3581¦2 | 60 | 1927 | tx¦guadalupe | 39 | 2125 | 48187 | 6 | 6 | 80 | 9.104 | HY¦WAT | landfill gas |  | NGST - peaker | [5 empty] | onshore wind | 24131.96
3581 | 1 | Conventional Hydroelectric | Abbott TP 3 | TX | 29.594 | -98.0407 | ERCO | 1.4 | 0.8 | 1.4 | 1.4 | 1.1 | 2027 | HY | WAT | Guadalupe Blanco River Authority | 3581¦1 | 60 | 1927 | tx¦guadalupe | 39 | 2125 | 48187 | 6 | 6 | 80 | 9.104 | HY¦WAT | 74.5 | [7 empty] | offshore wind | 0
3582 | 2 | Conventional Hydroelectric | Dunlap TP 1 | TX | 29.6402 | -98.0459 | ERCO | 1.8 | 0.8 | 1.8 | 1.8 | 1.7 | 2027 | HY | WAT | Guadalupe Blanco River Authority | 3582¦2 | 60 | 1927 | tx¦guadalupe | 39 | 2125 | 48187 | 6 | 6 | 80 | 9.1039 | HY¦WAT | NGCC | [7 empty] | DPV | 431.53
3582 | 1 | Conventional Hydroelectric | Dunlap TP 1 | TX | 29.6402 | -98.0459 | ERCO | 1.8 | 0.8 | 1.8 | 1.8 | 1.7 | 2027 | HY | WAT | Guadalupe Blanco River Authority | 3582¦1 | 60 | 1927 | tx¦guadalupe | 39 | 2125 | 48187 | 6 | 6 | 80 | 9.1039 | HY¦WAT | 46767.1 | all other | 244.9 | [5 empty] | utility PV | 1933.38
3583 | 1 | Conventional Hydroelectric | H 4 | TX | 29.4952 | -97.6249 | ERCO | 2.4 | 0.8 | 2.4 | 2.4 | 0.5 | 2031 | HY | WAT | Guadalupe Blanco River Authority | 3583¦1 | 60 | 1931 | tx¦gonzales | 39 | 2120 | 48177 | 6 | 6 | 80 | 9.104 | HY¦WAT | NGCT | batteries | 94.3 | [5 empty] | CSP | 0
3584 | 1 | Conventional Hydroelectric | H 5 | TX | 29.4681 | -97.4919 | ERCO | 2.4 | 0.8 | 2.4 | 2.4 | 0.5 | 2031 | HY | WAT | Guadalupe Blanco River Authority | 3584¦1 | 60 | 1931 | tx¦gonzales | 39 | 2120 | 48177 | 6 | 6 | 80 | 9.1049 | HY¦WAT | 11847.7 | other gases | 474.4 | [6 empty] | 0
3585 | 2 | Conventional Hydroelectric | Nolte | TX | 29.5376 | -97.9321 | ERCO | 1.2 | 0.8 | 1.2 | 1.2 | 0.6 | 2027 | HY | WAT | Guadalupe Blanco River Authority | 3585¦2 | 60 | 1927 | tx¦guadalupe | 39 | 2125 | 48187 | 6 | 6 | 80 | 9.104 | HY¦WAT | NGICE | flywheels | 5 | [5 empty] | geo/bio | 445.96
3585 | 1 | Conventional Hydroelectric | Nolte | TX | 29.5376 | -97.9321 | ERCO | 1.2 | 0.8 | 1.2 | 1.2 | 0.6 | 2027 | HY | WAT | Guadalupe Blanco River Authority | 3585¦1 | 60 | 1927 | tx¦guadalupe | 39 | 2125 | 48187 | 6 | 6 | 80 | 9.104 | HY¦WAT | 929.8
3586 | 1 | Conventional Hydroelectric | TP 4 | TX | 29.5481 | -97.9996 | ERCO | 2.4 | 0.8 | 2.4 | 2.4 | 0.5 | 2032 | HY | WAT | Guadalupe Blanco River Authority | 3586¦1 | 60 | 1932 | tx¦guadalupe | 39 | 2125 | 48187 | 6 | 6 | 80 | 9.104 | HY¦WAT | NGST
3594 | 2 | Conventional Hydroelectric | Austin | TX | 30.2934 | -97.7844 | ERCO | 9 | 1 | 8.8 | 8.8 | 7 | 2020 | HY | WAT | Lower Colorado River Authority | 3594¦2 | 10 | 1940 | tx¦travis | 39 | 2258 | 48453 | 6 | 6 | 80 | 9.104 | HY¦WAT | 19304.5
3594 | 1 | Conventional Hydroelectric | Austin | TX | 30.2934 | -97.7844 | ERCO | 9 | 1 | 8.2 | 8.2 | 7 | 2020 | HY | WAT | Lower Colorado River Authority | 3594¦1 | 10 | 1940 | tx¦travis | 39 | 2258 | 48453 | 6 | 6 | 80 | 9.104 | HY¦WAT | nuclear
3595 | 3 | Conventional Hydroelectric | Buchanan Dam (TX) | TX | 30.7507 | -98.4176 | ERCO | 18.3 | 1 | 18.3 | 18.3 | 11 | 2030 | HY | WAT | Lower Colorado River Authority | 3595¦3 | 10 | 1950 | tx¦llano | 39 | 2181 | 48299 | 6 | 6 | 80 | 9.104 | HY¦WAT | 5138.6
3595 | 2 | Conventional Hydroelectric | Buchanan Dam (TX) | TX | 30.7507 | -98.4176 | ERCO | 18.3 | 1 | 18.3 | 18.3 | 11 | 2018 | HY | WAT | Lower Colorado River Authority | 3595¦2 | 10 | 1938 | tx¦llano | 39 | 2181 | 48299 | 6 | 6 | 80 | 9.104 | HY¦WAT | onshore wind
3595 | 1 | Conventional Hydroelectric | Buchanan Dam (TX) | TX | 30.7507 | -98.4176 | ERCO | 18.3 | 1 | 18.3 | 18.3 | 11 | 2018 | HY | WAT | Lower Colorado River Authority | 3595¦1 | 10 | 1938 | tx¦llano | 39 | 2181 | 48299 | 6 | 6 | 80 | 9.104 | HY¦WAT | 24187.3
3597 | 2 | Conventional Hydroelectric | Granite Shoals | TX | 30.556 | -98.3384 | ERCO | 27 | 0.9 | 27 | 27 | 23 | 2031 | HY | WAT | Lower Colorado River Authority | 3597¦2 | 10 | 1951 | tx¦burnet | 39 | 2058 | 48053 | 6 | 6 | 80 | 9.104 | HY¦WAT | other gases
3597 | 1 | Conventional Hydroelectric | Granite Shoals | TX | 30.556 | -98.3384 | ERCO | 27 | 0.9 | 27 | 27 | 23 | 2031 | HY | WAT | Lower Colorado River Authority | 3597¦1 | 10 | 1951 | tx¦burnet | 39 | 2058 | 48053 | 6 | 6 | 80 | 9.104 | HY¦WAT | 474.4
3598 | 1 | Conventional Hydroelectric | Inks | TX | 30.7316 | -98.3854 | ERCO | 15 | 1 | 13.8 | 13.8 | 7 | 2018 | HY | WAT | Lower Colorado River Authority | 3598¦1 | 10 | 1938 | tx¦burnet | 39 | 2058 | 48053 | 6 | 6 | 80 | 9.1039 | HY¦WAT | waste biomass
3599 | 2 | Conventional Hydroelectric | Marble Falls | TX | 30.5553 | -98.2576 | ERCO | 19.8 | 0.9 | 19.8 | 19.8 | 9 | 2031 | HY | WAT | Lower Colorado River Authority | 3599¦2 | 10 | 1951 | tx¦burnet | 39 | 2058 | 48053 | 6 | 6 | 80 | 9.104 | HY¦WAT | 34.1
3599 | 1 | Conventional Hydroelectric | Marble Falls | TX | 30.5553 | -98.2576 | ERCO | 19.8 | 0.9 | 19.8 | 19.8 | 9 | 2031 | HY | WAT | Lower Colorado River Authority | 3599¦1 | 10 | 1951 | tx¦burnet | 39 | 2058 | 48053 | 6 | 6 | 80 | 9.104 | HY¦WAT | petcoke
3600 | 3 | Conventional Hydroelectric | Marshall Ford | TX | 30.3899 | -97.9073 | ERCO | 36 | 1 | 36 | 36 | 15 | 2021 | HY | WAT | Lower Colorado River Authority | 3600¦3 | 10 | 1941 | tx¦travis | 39 | 2258 | 48453 | 6 | 6 | 80 | 9.104 | HY¦WAT | 69.5
3600 | 2 | Conventional Hydroelectric | Marshall Ford | TX | 30.3899 | -97.9073 | ERCO | 36 | 1 | 36 | 36 | 20 | 2021 | HY | WAT | Lower Colorado River Authority | 3600¦2 | 10 | 1941 | tx¦travis | 39 | 2258 | 48453 | 6 | 6 | 80 | 9.104 | HY¦WAT | pet liquids
3600 | 1 | Conventional Hydroelectric | Marshall Ford | TX | 30.3899 | -97.9073 | ERCO | 36 | 1 | 36 | 36 | 15 | 2021 | HY | WAT | Lower Colorado River Authority | 3600¦1 | 10 | 1941 | tx¦travis | 39 | 2258 | 48453 | 6 | 6 | 80 | 9.104 | HY¦WAT | 48.3
6128 | 2 | Conventional Hydroelectric | Amistad Dam & Power | TX | 29.4498 | -101.0601 | ERCO | 33 | 0.9 | 29 | 29 | 27 | 2063 | HY | WAT | International Bound & Wtr Comm | 6128¦2 | 10 | 1983 | tx¦val verde | 39 | 2264 | 48465 | 6 | 6 | 80 | 9.104 | HY¦WAT | solar pv
6128 | 1 | Conventional Hydroelectric | Amistad Dam & Power | TX | 29.4498 | -101.0601 | ERCO | 33 | 0.9 | 29 | 29 | 29 | 2063 | HY | WAT | International Bound & Wtr Comm | 6128¦1 | 10 | 1983 | tx¦val verde | 39 | 2264 | 48465 | 6 | 6 | 80 | 9.104 | HY¦WAT | 1943.1
6410 | 3 | Conventional Hydroelectric | Falcon Dam & Power | TX | 26.5575 | -99.1642 | ERCO | 10.5 | 0.9 | 10 | 10 | 3 | 2034 | HY | WAT | International Bound & Wtr Comm | 6410¦3 | 10 | 1954 | tx¦starr | 39 | 2245 | 48427 | 6 | 6 | 80 | 9.104 | HY¦WAT | wood/waste biomass
6410 | 2 | Conventional Hydroelectric | Falcon Dam & Power | TX | 26.5575 | -99.1642 | ERCO | 10.5 | 0.9 | 10 | 10 | 3 | 2034 | HY | WAT | International Bound & Wtr Comm | 6410¦2 | 10 | 1954 | tx¦starr | 39 | 2245 | 48427 | 6 | 6 | 80 | 9.104 | HY¦WAT | 339.6
6410 | 1 | Conventional Hydroelectric | Falcon Dam & Power | TX | 26.5575 | -99.1642 | ERCO | 10.5 | 0.9 | 10.5 | 10.5 | 3 | 2034 | HY | WAT | International Bound & Wtr Comm | 6410¦1 | 10 | 1954 | tx¦starr | 39 | 2245 | 48427 | 6 | 6 | 80 | 9.104 | HY¦WAT
6413 | 2 | Conventional Hydroelectric | Sam Rayburn Dam | TX | 31.0609 | -94.1062 | MISO | 26 | 0.95 | 26 | 26 | 10 | 2045 | HY | WAT | USACE-Fort Worth District | 6413¦2 | 10 | 1965 | tx¦jasper | 39 | 2152 | 48241 | 6 | 6 | 80 | 9.104 | HY¦WAT
6413 | 1 | Conventional Hydroelectric | Sam Rayburn Dam | TX | 31.0609 | -94.1062 | MISO | 26 | 0.95 | 26 | 26 | 10 | 2045 | HY | WAT | USACE-Fort Worth District | 6413¦1 | 10 | 1965 | tx¦jasper | 39 | 2152 | 48241 | 6 | 6 | 80 | 9.104 | HY¦WAT
6414 | 2 | Conventional Hydroelectric | Whitney | TX | 31.8694 | -97.3667 | ERCO | 20.9 | 0.9 | 21 | 21 | 1 | 2033 | HY | WAT | USACE-Fort Worth District | 6414¦2 | 10 | 1953 | tx¦bosque | 39 | 2049 | 48035 | 6 | 6 | 80 | 9.104 | HY¦WAT
6414 | 1 | Conventional Hydroelectric | Whitney | TX | 31.8694 | -97.3667 | ERCO | 20.9 | 0.9 | 21 | 21 | 1 | 2033 | HY | WAT | USACE-Fort Worth District | 6414¦1 | 10 | 1953 | tx¦bosque | 39 | 2049 | 48035 | 6 | 6 | 80 | 9.104 | HY¦WAT
6416 | 2 | Conventional Hydroelectric | Denison | TX | 33.8181 | -96.5692 | ERCO | 50.8 | 0.95 | 40 | 40 | 25 | 2029 | HY | WAT | USCE-Tulsa District | 6416¦2 | 60 | 1949 | tx¦grayson | 39 | 2122 | 48181 | 6 | 6 | 80 | 9.104 | HY¦WAT
6416 | 1 | Conventional Hydroelectric | Denison | TX | 33.8181 | -96.5692 | ERCO | 50.8 | 0.95 | 40 | 40 | 25 | 2025 | HY | WAT | USCE-Tulsa District | 6416¦1 | 60 | 1945 | tx¦grayson | 39 | 2122 | 48181 | 6 | 6 | 80 | 9.104 | HY¦WAT
6595 | 2 | Conventional Hydroelectric | Toledo Bend | TX | 31.1735 | -93.5659 | MISO | 40.5 | 0.95 | 40 | 40 | 32 | 2049 | HY | WAT | Entergy Texas Inc. | 6595¦2 | 10 | 1969 | tx¦newton | 39 | 2207 | 48351 | 6 | 6 | 80 | 9.104 | HY¦WAT
6595 | 1 | Conventional Hydroelectric | Toledo Bend | TX | 31.1735 | -93.5659 | MISO | 40.5 | 0.95 | 40 | 40 | 32 | 2049 | HY | WAT | Entergy Texas Inc. | 6595¦1 | 10 | 1969 | tx¦newton | 39 | 2207 | 48351 | 6 | 6 | 80 | 9.104 | HY¦WAT
7200 | 2 | Conventional Hydroelectric | Robert D Willis | TX | 30.7975 | -94.1756 | MISO | 4 | 0.9 | 4 | 4 | 0.5 | 2069 | HY | WAT | USACE-Fort Worth District | 7200¦2 | 10 | 1989 | tx¦jasper | 39 | 2152 | 48241 | 6 | 6 | 80 | 8.9253
7200 | 1 | Conventional Hydroelectric | Robert D Willis | TX | 30.7975 | -94.1756 | MISO | 4 | 0.9 | 4 | 4 | 0.5 | 2069 | HY | WAT | USACE-Fort Worth District | 7200¦1 | 10 | 1989 | tx¦jasper | 39 | 2152 | 48241 | 6 | 6 | 80 | 8.9253
7394 | 3 | Conventional Hydroelectric | Gonzales Hydro Plant | TX | 29.4972 | -97.4552 | ERCO | 0.5 | 0.8 | 0.3 | 0.3 | 0.2 | 2064 | HY | WAT | City of Gonzales | 7394¦3 | 10 | 1984 | tx¦gonzales | 39 | 2120 | 48177 | 6 | 6 | 80 | 8.9253
7394 | 2 | Conventional Hydroelectric | Gonzales Hydro Plant | TX | 29.4972 | -97.4552 | ERCO | 0.5 | 0.8 | 0.3 | 0.3 | 0.2 | 2064 | HY | WAT | City of Gonzales | 7394¦2 | 10 | 1984 | tx¦gonzales | 39 | 2120 | 48177 | 6 | 6 | 80 | 8.9253
7394 | 1 | Conventional Hydroelectric | Gonzales Hydro Plant | TX | 29.4972 | -97.4552 | ERCO | 0.5 | 0.8 | 0.3 | 0.3 | 0.2 | 2064 | HY | WAT | City of Gonzales | 7394¦1 | 10 | 1984 | tx¦gonzales | 39 | 2120 | 48177 | 6 | 6 | 80 | 8.9253
61355 | HY1 | Conventional Hydroelectric | Arlington Outlet Hydroelectric Generator | TX | 32.6391 | -97.2429 | ERCO | 1.3 | 0.9 | 1.3 | 1.3 | 0.43965 | 2095 | HY | WAT |  | 61355¦HY1 | 10 | 2015 | tx¦tarrant | 39 | 2251 | 48439 | 6 | 6 | 80 | 9.1036 | HY¦WAT
127 | 1 | Conventional Steam Coal | Oklaunion | TX | 34.0825 | -99.1753 | SWPP | 720 | 0.9 | 650 | 650 | 215 | 2024 | ST | SUB | Public Service Co of Oklahoma | 127¦1 | 1440 | 1986 | tx¦wilbarger | 39 | 2275 | 48487 | 2 | 1 | 38 | 10.4639 | ST¦SUB
298 | 1 | Conventional Steam Coal | Limestone | TX | 31.4219 | -96.2525 | ERCO | 893 | 0.94 | 831 | 831 | 300 | 2023 | ST | SUB | NRG Texas Power LLC | 298¦1 | 1440 | 1985 | tx¦limestone | 39 | 2178 | 48293 | 2 | 1 | 38 | 10.6012 | ST¦SUB | sub coal
298 | 2 | Conventional Steam Coal | Limestone | TX | 31.4219 | -96.2525 | ERCO | 956.8 | 0.92 | 858 | 858 | 300 | 2024 | ST | SUB | NRG Texas Power LLC | 298¦2 | 1440 | 1986 | tx¦limestone | 39 | 2178 | 48293 | 2 | 1 | 38 | 10.6012 | ST¦SUB
3470 | 7 | Conventional Steam Coal | W A Parish | TX | 29.4828 | -95.6311 | ERCO | 614.6 | 0.87 | 577 | 577 | 175 | 2018 | ST | SUB | NRG Texas Power LLC | 3470¦7 | 1440 | 1980 | tx¦fort bend | 39 | 2110 | 48157 | 2 | 1 | 38 | 10.3716 | ST¦SUB
3470 | 8 | Conventional Steam Coal | W A Parish | TX | 29.4828 | -95.6311 | ERCO | 654 | 0.87 | 610 | 610 | 175 | 2020 | ST | SUB | NRG Texas Power LLC | 3470¦8 | 1440 | 1982 | tx¦fort bend | 39 | 2110 | 48157 | 2 | 1 | 38 | 10.3716 | ST¦SUB | lignite
3470 | 6 | Conventional Steam Coal | W A Parish | TX | 29.4828 | -95.6311 | ERCO | 734.1 | 0.9 | 653 | 653 | 175 | 2036 | ST | SUB | NRG Texas Power LLC | 3470¦6 | 1440 | 1978 | tx¦fort bend | 39 | 2110 | 48157 | 2 | 1 | 38 | 10.3716 | ST¦SUB | 5655.2
3470 | 5 | Conventional Steam Coal | W A Parish | TX | 29.4828 | -95.6311 | ERCO | 734.1 | 0.9 | 659 | 659 | 175 | 2035 | ST | SUB | NRG Texas Power LLC | 3470¦5 | 1440 | 1977 | tx¦fort bend | 39 | 2110 | 48157 | 2 | 1 | 38 | 10.3716 | ST¦SUB
6136 | 1 | Conventional Steam Coal | Gibbons Creek | TX | 30.6199 | -96.0818 | ERCO | 453.5 | 0.9 | 470 | 470 | 150 | 2021 | ST | SUB | Texas Municipal Power Agency | 6136¦1 | 720 | 1983 | tx¦grimes | 39 | 2124 | 48185 | 2 | 1 | 38 | 10.0903 | ST¦SUB
6139 | 3 | Conventional Steam Coal | Welsh | TX | 33.0552 | -94.84 | SWPP | 558 | 0.9 | 528 | 528 | 150 | 2020 | ST | SUB | Southwestern Electric Power Co | 6139¦3 | 1440 | 1982 | tx¦titus | 39 | 2256 | 48449 | 2 | 1 | 38 | 11.1073 | ST¦SUB
6139 | 1 | Conventional Steam Coal | Welsh | TX | 33.0552 | -94.84 | SWPP | 558 | 0.9 | 528 | 528 | 150 | 2035 | ST | SUB | Southwestern Electric Power Co | 6139¦1 | 1440 | 1977 | tx¦titus | 39 | 2256 | 48449 | 2 | 1 | 38 | 11.1073 | ST¦SUB
6146 | 3 | Conventional Steam Coal | Martin Lake | TX | 32.2606 | -94.5706 | ERCO | 793.2 | 0.95 | 805 | 820 | 230 | 2037 | ST | LIG | Luminant Generation Company LLC | 6146¦3 | 1440 | 1979 | tx¦rusk | 39 | 2232 | 48401 | 2 | 1 | 38 | 11.1785 | ST¦LIG
6146 | 2 | Conventional Steam Coal | Martin Lake | TX | 32.2606 | -94.5706 | ERCO | 793.2 | 0.95 | 805 | 820 | 220 | 2036 | ST | LIG | Luminant Generation Company LLC | 6146¦2 | 1440 | 1978 | tx¦rusk | 39 | 2232 | 48401 | 2 | 1 | 38 | 11.1785 | ST¦LIG
6146 | 1 | Conventional Steam Coal | Martin Lake | TX | 32.2606 | -94.5706 | ERCO | 793.2 | 0.95 | 800 | 815 | 220 | 2035 | ST | LIG | Luminant Generation Company LLC | 6146¦1 | 1440 | 1977 | tx¦rusk | 39 | 2232 | 48401 | 2 | 1 | 38 | 11.1785 | ST¦LIG
6178 | 1 | Conventional Steam Coal | Coleto Creek | TX | 28.7128 | -97.2142 | ERCO | 622.4 | 0.9 | 648 | 648 | 350 | 2018 | ST | SUB | Coleto Creek Power LP | 6178¦1 | 1440 | 1980 | tx¦goliad | 39 | 2119 | 48175 | 2 | 1 | 38 | 10.2696 | ST¦SUB
6179 | 3 | Conventional Steam Coal | Fayette Power Project | TX | 29.9172 | -96.7506 | ERCO | 460 | 0.9 | 435 | 440 | 180 | 2026 | ST | SUB | Lower Colorado River Authority | 6179¦3 | 1440 | 1988 | tx¦fayette | 39 | 2106 | 48149 | 2 | 1 | 38 | 10.5148 | ST¦SUB
6179 | 2 | Conventional Steam Coal | Fayette Power Project | TX | 29.9172 | -96.7506 | ERCO | 615 | 0.9 | 590 | 598 | 156 | 2018 | ST | SUB | Lower Colorado River Authority | 6179¦2 | 1440 | 1980 | tx¦fayette | 39 | 2106 | 48149 | 2 | 1 | 38 | 10.5148 | ST¦SUB
6179 | 1 | Conventional Steam Coal | Fayette Power Project | TX | 29.9172 | -96.7506 | ERCO | 615 | 0.9 | 590 | 598 | 156 | 2037 | ST | SUB | Lower Colorado River Authority | 6179¦1 | 1440 | 1979 | tx¦fayette | 39 | 2106 | 48149 | 2 | 1 | 38 | 10.5148 | ST¦SUB
6180 | OG2 | Conventional Steam Coal | Oak Grove (TX) | TX | 31.1803 | -96.4866 | ERCO | 878.6 | 0.92 | 825 | 825 | 455 | 2049 | ST | LIG | Luminant Generation Company LLC | 6180¦OG2 | 1440 | 2011 | tx¦robertson | 39 | 2229 | 48395 | 2 | 1 | 38 | 10.321 | ST¦LIG
6180 | OG1 | Conventional Steam Coal | Oak Grove (TX) | TX | 31.1803 | -96.4866 | ERCO | 916.8 | 0.96 | 840 | 840 | 348 | 2048 | ST | LIG | Luminant Generation Company LLC | 6180¦OG1 | 1440 | 2010 | tx¦robertson | 39 | 2229 | 48395 | 2 | 1 | 38 | 10.321 | ST¦LIG
6181 | 2 | Conventional Steam Coal | J T Deely | TX | 29.3081 | -98.3228 | ERCO | 446 | 0.9 | 420 | 420 | 125 | 2036 | ST | SUB | City of San Antonio - (TX) | 6181¦2 | 720 | 1978 | tx¦bexar | 39 | 2046 | 48029 | 2 | 1 | 38 | 10.7496 | ST¦SUB
6181 | 1 | Conventional Steam Coal | J T Deely | TX | 29.3081 | -98.3228 | ERCO | 486 | 0.9 | 420 | 420 | 125 | 2035 | ST | SUB | City of San Antonio - (TX) | 6181¦1 | 720 | 1977 | tx¦bexar | 39 | 2046 | 48029 | 2 | 1 | 38 | 10.7496 | ST¦SUB
6183 | 1 | Conventional Steam Coal | San Miguel | TX | 28.7044 | -98.4775 | ERCO | 410 | 0.9 | 391 | 391 | 250 | 2020 | ST | LIG | San Miguel Electric Coop, Inc | 6183¦1 | 1440 | 1982 | tx¦atascosa | 39 | 2038 | 48013 | 2 | 1 | 38 | 12.3543 | ST¦LIG
6193 | 3 | Conventional Steam Coal | Harrington | TX | 35.2982 | -101.7472 | SWPP | 360 | 0.9 | 340 | 340 | 125 | 2018 | ST | SUB | Southwestern Public Service Co | 6193¦3 | 1440 | 1980 | tx¦potter | 39 | 2219 | 48375 | 2 | 1 | 38 | 10.5979 | ST¦SUB
6193 | 2 | Conventional Steam Coal | Harrington | TX | 35.2982 | -101.7472 | SWPP | 360 | 0.9 | 339 | 339 | 120 | 2036 | ST | SUB | Southwestern Public Service Co | 6193¦2 | 1440 | 1978 | tx¦potter | 39 | 2219 | 48375 | 2 | 1 | 38 | 10.5979 | ST¦SUB
6193 | 1 | Conventional Steam Coal | Harrington | TX | 35.2982 | -101.7472 | SWPP | 360 | 0.9 | 339 | 339 | 120 | 2034 | ST | SUB | Southwestern Public Service Co | 6193¦1 | 1440 | 1976 | tx¦potter | 39 | 2219 | 48375 | 2 | 1 | 38 | 10.5979 | ST¦SUB
6194 | 2 | Conventional Steam Coal | Tolk | TX | 34.1865 | -102.57 | SWPP | 567.9 | 0.9 | 535 | 535 | 125 | 2023 | ST | SUB | Southwestern Public Service Co | 6194¦2 | 1440 | 1985 | tx¦lamb | 39 | 2172 | 48279 | 2 | 1 | 38 | 10.4176 | ST¦SUB
6194 | 1 | Conventional Steam Coal | Tolk | TX | 34.1865 | -102.57 | SWPP | 567.9 | 0.9 | 532 | 532 | 125 | 2020 | ST | SUB | Southwestern Public Service Co | 6194¦1 | 1440 | 1982 | tx¦lamb | 39 | 2172 | 48279 | 2 | 1 | 38 | 10.4176 | ST¦SUB
7030 | 2 | Conventional Steam Coal | Major Oak Power | TX | 31.0919 | -96.695 | ERCO | 174.6 | 0.9 | 153 | 154 | 95 | 2029 | ST | LIG | Major Oak Power, LLC | 7030¦2 | 1440 | 1991 | tx¦robertson | 39 | 2229 | 48395 | 2 | 1 | 38 | 11.5722 | ST¦LIG
7030 | 1 | Conventional Steam Coal | Major Oak Power | TX | 31.0919 | -96.695 | ERCO | 174.6 | 0.9 | 152 | 153 | 95 | 2028 | ST | LIG | Major Oak Power, LLC | 7030¦1 | 1440 | 1990 | tx¦robertson | 39 | 2229 | 48395 | 2 | 1 | 38 | 11.5722 | ST¦LIG
7097 | 1 | Conventional Steam Coal | J K Spruce | TX | 29.3097 | -98.3203 | ERCO | 566 | 0.9 | 560 | 560 | 122 | 2030 | ST | SUB | City of San Antonio - (TX) | 7097¦1 | 1440 | 1992 | tx¦bexar | 39 | 2046 | 48029 | 2 | 1 | 38 | 10.0274 | ST¦SUB
7097 | 2 | Conventional Steam Coal | J K Spruce | TX | 29.3097 | -98.3203 | ERCO | 878 | 0.9 | 785 | 785 | 290 | 2048 | ST | SUB | City of San Antonio - (TX) | 7097¦2 | 1440 | 2010 | tx¦bexar | 39 | 2046 | 48029 | 2 | 1 | 38 | 10.0274 | ST¦SUB
7902 | 1 | Conventional Steam Coal | Pirkey | TX | 32.4607 | -94.4852 | SWPP | 721 | 0.9 | 721 | 721 | 400 | 2023 | ST | LIG | Southwestern Electric Power Co | 7902¦1 | 1440 | 1985 | tx¦harrison | 39 | 2133 | 48203 | 2 | 1 | 38 | 10.4233 | ST¦LIG
56611 | S01 | Conventional Steam Coal | Sandy Creek Energy Station | TX | 31.4744 | -96.9571 | ERCO | 1008 | 0.9 | 932.6 | 932.6 | 360 | 2051 | ST | SUB | Sandy Creek Energy Associates L P | 56611¦S01 | 1440 | 2013 | tx¦mclennan | 39 | 2192 | 48309 | 2 | 1 | 38 | 9.3325 | ST¦SUB
61742 | GEN2 | Flywheels | System Control Center | TX | 30.2199 | -97.7088 | ERCO | 2.5 | 0.85 | 2.5 | 2.5 | 2 | 2032 | FW | MWH | Austin Energy | 61742¦GEN2 | 10 | 2012 | tx¦travis | 39 | 2258 | 48453 | 4 | 4 | 20 | 0 | FW¦MWH
61742 | GEN1 | Flywheels | System Control Center | TX | 30.2199 | -97.7088 | ERCO | 2.5 | 0.85 | 2.5 | 2.5 | 2 | 2032 | FW | MWH | Austin Energy | 61742¦GEN1 | 10 | 2012 | tx¦travis | 39 | 2258 | 48453 | 4 | 4 | 20 | 0 | FW¦MWH
50569 | GEN6 | Landfill Gas | DFW Gas Recovery | TX | 33.0196 | -96.962 | PNM | 1.6 | 0.98 | 1.6 | 1.6 | 0.8 | 2034 | IC | LFG | WM Renewable Energy LLC | 50569¦GEN6 | 60 | 2009 | tx¦denton | 39 | 2092 | 48121 | 3 | 13 | 25 | 10.9111 | IC¦LFG
50569 | GEN5 | Landfill Gas | DFW Gas Recovery | TX | 33.0196 | -96.962 | PNM | 1.6 | 0.98 | 1.6 | 1.6 | 0.8 | 2034 | IC | LFG | WM Renewable Energy LLC | 50569¦GEN5 | 60 | 2009 | tx¦denton | 39 | 2092 | 48121 | 3 | 13 | 25 | 10.9111 | IC¦LFG
50569 | GEN4 | Landfill Gas | DFW Gas Recovery | TX | 33.0196 | -96.962 | PNM | 1.6 | 0.98 | 1.6 | 1.6 | 0.8 | 2034 | IC | LFG | WM Renewable Energy LLC | 50569¦GEN4 | 60 | 2009 | tx¦denton | 39 | 2092 | 48121 | 3 | 13 | 25 | 10.9111 | IC¦LFG
50569 | GEN3 | Landfill Gas | DFW Gas Recovery | TX | 33.0196 | -96.962 | PNM | 1.6 | 0.98 | 1.6 | 1.6 | 0.8 | 2034 | IC | LFG | WM Renewable Energy LLC | 50569¦GEN3 | 60 | 2009 | tx¦denton | 39 | 2092 | 48121 | 3 | 13 | 25 | 10.9111 | IC¦LFG
50569 | GEN2 | Landfill Gas | DFW Gas Recovery | TX | 33.0196 | -96.962 | PNM | 3 | 0.98 | 2.9 | 3.2 | 1 | 2033 | GT | LFG | WM Renewable Energy LLC | 50569¦GEN2 | 60 | 1988 | tx¦denton | 39 | 2092 | 48121 | 3 | 13 | 25 | 17.4772 | GT¦LFG
50569 | GEN1 | Landfill Gas | DFW Gas Recovery | TX | 33.0196 | -96.962 | PNM | 3 | 0.98 | 2.9 | 3.2 | 1 | 2033 | GT | LFG | WM Renewable Energy LLC | 50569¦GEN1 | 60 | 1988 | tx¦denton | 39 | 2092 | 48121 | 3 | 13 | 25 | 17.4772 | GT¦LFG
55554 | UNT4 | Landfill Gas | Coastal Plains | TX | 29.4275 | -95.1876 | ERCO | 1.7 | 0.8 | 1.7 | 1.7 | 0.2 | 2028 | IC | LFG | TX LFG Energy, LP | 55554¦UNT4 | 720 | 2003 | tx¦galveston | 39 | 2115 | 48167 | 3 | 13 | 25 | 14.7784 | IC¦LFG
55554 | UNT3 | Landfill Gas | Coastal Plains | TX | 29.4275 | -95.1876 | ERCO | 1.7 | 0.8 | 1.7 | 1.7 | 0.2 | 2028 | IC | LFG | TX LFG Energy, LP | 55554¦UNT3 | 720 | 2003 | tx¦galveston | 39 | 2115 | 48167 | 3 | 13 | 25 | 14.7784 | IC¦LFG
55554 | UNT1 | Landfill Gas | Coastal Plains | TX | 29.4275 | -95.1876 | ERCO | 1.7 | 0.8 | 1.7 | 1.7 | 0.2 | 2028 | IC | LFG | TX LFG Energy, LP | 55554¦UNT1 | 720 | 2003 | tx¦galveston | 39 | 2115 | 48167 | 3 | 13 | 25 | 14.7784 | IC¦LFG
55556 | UNT3 | Landfill Gas | Security | TX | 30.3225 | -95.2681 | MISO | 1.7 | 0.8 | 1.7 | 1.7 | 0.2 | 2028 | IC | LFG | TX LFG Energy, LP | 55556¦UNT3 | 720 | 2003 | tx¦montgomery | 39 | 2201 | 48339 | 3 | 13 | 25 | 11.356 | IC¦LFG
55556 | UNT2 | Landfill Gas | Security | TX | 30.3225 | -95.2681 | MISO | 1.7 | 0.8 | 1.7 | 1.7 | 0.2 | 2028 | IC | LFG | TX LFG Energy, LP | 55556¦UNT2 | 720 | 2003 | tx¦montgomery | 39 | 2201 | 48339 | 3 | 13 | 25 | 11.356 | IC¦LFG
56113 | 7 | Landfill Gas | Tessman Road | TX | 29.4289 | -98.3433 | ERCO | 1.4 | 0.95 | 1.4 | 1.4 | 0.7 | 2040 | IC | LFG | Energy Developments Inc | 56113¦7 | 720 | 2015 | tx¦bexar | 39 | 2046 | 48029 | 3 | 13 | 25 | 11.4606 | IC¦LFG
56113 | 6 | Landfill Gas | Tessman Road | TX | 29.4289 | -98.3433 | ERCO | 1.4 | 0.95 | 1.4 | 1.4 | 0.7 | 2028 | IC | LFG | Energy Developments Inc | 56113¦6 | 720 | 2003 | tx¦bexar | 39 | 2046 | 48029 | 3 | 13 | 25 | 11.4606 | IC¦LFG
56113 | 5 | Landfill Gas | Tessman Road | TX | 29.4289 | -98.3433 | ERCO | 1.4 | 0.95 | 1.4 | 1.4 | 0.7 | 2028 | IC | LFG | Energy Developments Inc | 56113¦5 | 720 | 2003 | tx¦bexar | 39 | 2046 | 48029 | 3 | 13 | 25 | 11.4606 | IC¦LFG
56113 | 4 | Landfill Gas | Tessman Road | TX | 29.4289 | -98.3433 | ERCO | 1.4 | 0.95 | 1.4 | 1.4 | 0.7 | 2028 | IC | LFG | Energy Developments Inc | 56113¦4 | 720 | 2003 | tx¦bexar | 39 | 2046 | 48029 | 3 | 13 | 25 | 11.4606 | IC¦LFG
56113 | 3 | Landfill Gas | Tessman Road | TX | 29.4289 | -98.3433 | ERCO | 1.4 | 0.95 | 1.4 | 1.4 | 0.7 | 2028 | IC | LFG | Energy Developments Inc | 56113¦3 | 720 | 2003 | tx¦bexar | 39 | 2046 | 48029 | 3 | 13 | 25 | 11.4606 | IC¦LFG
56113 | 2 | Landfill Gas | Tessman Road | TX | 29.4289 | -98.3433 | ERCO | 1.4 | 0.95 | 1.4 | 1.4 | 0.7 | 2028 | IC | LFG | Energy Developments Inc | 56113¦2 | 720 | 2003 | tx¦bexar | 39 | 2046 | 48029 | 3 | 13 | 25 | 11.4606 | IC¦LFG
56113 | 1 | Landfill Gas | Tessman Road | TX | 29.4289 | -98.3433 | ERCO | 1.4 | 0.95 | 1.4 | 1.4 | 0.7 | 2028 | IC | LFG | Energy Developments Inc | 56113¦1 | 720 | 2003 | tx¦bexar | 39 | 2046 | 48029 | 3 | 13 | 25 | 11.4606 | IC¦LFG
56524 | GEN4 | Landfill Gas | Austin Gas Recovery | TX | 30.3344 | -97.6217 | ERCO | 1.6 | 0.98 | 1.6 | 1.6 | 0.8 | 2032 | IC | LFG | WM Renewable Energy LLC | 56524¦GEN4 | 60 | 2007 | tx¦travis | 39 | 2258 | 48453 | 3 | 13 | 25 | 12.0019 | IC¦LFG
56524 | GEN3 | Landfill Gas | Austin Gas Recovery | TX | 30.3344 | -97.6217 | ERCO | 1.6 | 0.98 | 1.6 | 1.6 | 0.8 | 2032 | IC | LFG | WM Renewable Energy LLC | 56524¦GEN3 | 60 | 2007 | tx¦travis | 39 | 2258 | 48453 | 3 | 13 | 25 | 12.0019 | IC¦LFG
56524 | GEN2 | Landfill Gas | Austin Gas Recovery | TX | 30.3344 | -97.6217 | ERCO | 1.6 | 0.98 | 1.6 | 1.6 | 0.8 | 2032 | IC | LFG | WM Renewable Energy LLC | 56524¦GEN2 | 60 | 2007 | tx¦travis | 39 | 2258 | 48453 | 3 | 13 | 25 | 12.0019 | IC¦LFG
56524 | GEN1 | Landfill Gas | Austin Gas Recovery | TX | 30.3344 | -97.6217 | ERCO | 1.6 | 0.98 | 1.6 | 1.6 | 0.8 | 2032 | IC | LFG | WM Renewable Energy LLC | 56524¦GEN1 | 60 | 2007 | tx¦travis | 39 | 2258 | 48453 | 3 | 13 | 25 | 12.0019 | IC¦LFG
56528 | GEN4 | Landfill Gas | Skyline Gas Recovery | TX | 32.5397 | -96.6653 | ERCO | 1.6 | 0.98 | 1.6 | 1.6 | 0.8 | 2032 | IC | LFG | WM Renewable Energy LLC | 56528¦GEN4 | 60 | 2007 | tx¦dallas | 39 | 2088 | 48113 | 3 | 13 | 25 | 10.7921 | IC¦LFG
56528 | GEN3 | Landfill Gas | Skyline Gas Recovery | TX | 32.5397 | -96.6653 | ERCO | 1.6 | 0.98 | 1.6 | 1.6 | 0.8 | 2032 | IC | LFG | WM Renewable Energy LLC | 56528¦GEN3 | 60 | 2007 | tx¦dallas | 39 | 2088 | 48113 | 3 | 13 | 25 | 10.7921 | IC¦LFG
56528 | GEN2 | Landfill Gas | Skyline Gas Recovery | TX | 32.5397 | -96.6653 | ERCO | 1.6 | 0.98 | 1.6 | 1.6 | 0.8 | 2032 | IC | LFG | WM Renewable Energy LLC | 56528¦GEN2 | 60 | 2007 | tx¦dallas | 39 | 2088 | 48113 | 3 | 13 | 25 | 10.7921 | IC¦LFG
56528 | GEN1 | Landfill Gas | Skyline Gas Recovery | TX | 32.5397 | -96.6653 | ERCO | 1.6 | 0.98 | 1.6 | 1.6 | 0.8 | 2032 | IC | LFG | WM Renewable Energy LLC | 56528¦GEN1 | 60 | 2007 | tx¦dallas | 39 | 2088 | 48113 | 3 | 13 | 25 | 10.7921 | IC¦LFG
56864 | 6 | Landfill Gas | Covel Gardens Gas Recovery | TX | 29.3467 | -98.6536 | ERCO | 1.6 | 0.95 | 1.6 | 1.6 | 0.7 | 2030 | IC | LFG | Energy Developments Inc | 56864¦6 | 720 | 2005 | tx¦bexar | 39 | 2046 | 48029 | 3 | 13 | 25 | 12.6335 | IC¦LFG
56864 | 5 | Landfill Gas | Covel Gardens Gas Recovery | TX | 29.3467 | -98.6536 | ERCO | 1.6 | 0.95 | 1.6 | 1.6 | 0.7 | 2030 | IC | LFG | Energy Developments Inc | 56864¦5 | 720 | 2005 | tx¦bexar | 39 | 2046 | 48029 | 3 | 13 | 25 | 12.6335 | IC¦LFG
56864 | 4 | Landfill Gas | Covel Gardens Gas Recovery | TX | 29.3467 | -98.6536 | ERCO | 1.6 | 0.95 | 1.6 | 1.6 | 0.7 | 2030 | IC | LFG | Energy Developments Inc | 56864¦4 | 720 | 2005 | tx¦bexar | 39 | 2046 | 48029 | 3 | 13 | 25 | 12.6335 | IC¦LFG
56864 | 3 | Landfill Gas | Covel Gardens Gas Recovery | TX | 29.3467 | -98.6536 | ERCO | 1.6 | 0.95 | 1.6 | 1.6 | 0.7 | 2030 | IC | LFG | Energy Developments Inc | 56864¦3 | 720 | 2005 | tx¦bexar | 39 | 2046 | 48029 | 3 | 13 | 25 | 12.6335 | IC¦LFG
56864 | 2 | Landfill Gas | Covel Gardens Gas Recovery | TX | 29.3467 | -98.6536 | ERCO | 1.6 | 0.95 | 1.6 | 1.6 | 0.7 | 2030 | IC | LFG | Energy Developments Inc | 56864¦2 | 720 | 2005 | tx¦bexar | 39 | 2046 | 48029 | 3 | 13 | 25 | 12.6335 | IC¦LFG
56864 | 1 | Landfill Gas | Covel Gardens Gas Recovery | TX | 29.3467 | -98.6536 | ERCO | 1.6 | 0.95 | 1.6 | 1.6 | 0.7 | 2030 | IC | LFG | Energy Developments Inc | 56864¦1 | 720 | 2005 | tx¦bexar | 39 | 2046 | 48029 | 3 | 13 | 25 | 12.6335 | IC¦LFG
57020 | GEN3 | Landfill Gas | Westside Landfill Gas Recovery | TX | 32.7246 | -97.5371 | ERCO | 1.6 | 0.98 | 1.6 | 1.6 | 0.8 | 2035 | IC | LFG | WM Renewable Energy LLC | 57020¦GEN3 | 60 | 2010 | tx¦parker | 39 | 2215 | 48367 | 3 | 13 | 25 | 10.9374 | IC¦LFG
57020 | GEN2 | Landfill Gas | Westside Landfill Gas Recovery | TX | 32.7246 | -97.5371 | ERCO | 1.6 | 0.98 | 1.6 | 1.6 | 0.8 | 2035 | IC | LFG | WM Renewable Energy LLC | 57020¦GEN2 | 60 | 2010 | tx¦parker | 39 | 2215 | 48367 | 3 | 13 | 25 | 10.9374 | IC¦LFG
57020 | GEN1 | Landfill Gas | Westside Landfill Gas Recovery | TX | 32.7246 | -97.5371 | ERCO | 1.6 | 0.98 | 1.6 | 1.6 | 0.8 | 2035 | IC | LFG | WM Renewable Energy LLC | 57020¦GEN1 | 60 | 2010 | tx¦parker | 39 | 2215 | 48367 | 3 | 13 | 25 | 10.9374 | IC¦LFG
57071 | 1 | Landfill Gas | Denton Power LLC | TX | 33.1919 | -97.0761 | ERCO | 1.6 | 0.8 | 1.6 | 1.6 | 1.1 | 2033 | IC | LFG | Denton Power LLC | 57071¦1 | 60 | 2008 | tx¦denton | 39 | 2092 | 48121 | 3 | 13 | 25 | 10.4323 | IC¦LFG
57165 | GEN2 | Landfill Gas | Farmers Branch Renewable Energy Facility | TX | 33.0311 | -96.9572 | ERCO | 1.6 | 0.98 | 1.6 | 1.6 | 0.8 | 2036 | IC | LFG | WM Renewable Energy LLC | 57165¦GEN2 | 60 | 2011 | tx¦denton | 39 | 2092 | 48121 | 3 | 13 | 25 | 11.6844 | IC¦LFG
57165 | GEN1 | Landfill Gas | Farmers Branch Renewable Energy Facility | TX | 33.0311 | -96.9572 | ERCO | 1.6 | 0.98 | 1.6 | 1.6 | 0.8 | 2036 | IC | LFG | WM Renewable Energy LLC | 57165¦GEN1 | 60 | 2011 | tx¦denton | 39 | 2092 | 48121 | 3 | 13 | 25 | 11.6844 | IC¦LFG
57167 | GEN2 | Landfill Gas | Mesquite Creek LFGTE Project | TX | 29.7372 | -98.0228 | ERCO | 1.6 | 0.98 | 1.6 | 1.6 | 0.8 | 2035 | IC | LFG | WM Renewable Energy LLC | 57167¦GEN2 | 60 | 2010 | tx¦comal | 39 | 2077 | 48091 | 3 | 13 | 25 | 10.8569 | IC¦LFG
57167 | GEN1 | Landfill Gas | Mesquite Creek LFGTE Project | TX | 29.7372 | -98.0228 | ERCO | 1.6 | 0.98 | 1.6 | 1.6 | 0.8 | 2035 | IC | LFG | WM Renewable Energy LLC | 57167¦GEN1 | 60 | 2010 | tx¦comal | 39 | 2077 | 48091 | 3 | 13 | 25 | 10.8569 | IC¦LFG
58946 | ENG3 | Landfill Gas | Ameresco Dallas LLC | TX | 32.6486 | -96.6444 | ERCO | 1.4 | 1 | 1.4 | 1.4 | 0.7 | 2036 | ST | LFG | Ameresco Dallas LLC | 58946¦ENG3 | 10 | 2011 | tx¦dallas | 39 | 2088 | 48113 | 3 | 13 | 25 | 11.6225
58946 | ENG2 | Landfill Gas | Ameresco Dallas LLC | TX | 32.6486 | -96.6444 | ERCO | 1.4 | 1 | 1.4 | 1.4 | 0.7 | 2036 | ST | LFG | Ameresco Dallas LLC | 58946¦ENG2 | 10 | 2011 | tx¦dallas | 39 | 2088 | 48113 | 3 | 13 | 25 | 11.6225
58946 | ENG1 | Landfill Gas | Ameresco Dallas LLC | TX | 32.6486 | -96.6444 | ERCO | 1.4 | 1 | 1.4 | 1.4 | 0.7 | 2036 | ST | LFG | Ameresco Dallas LLC | 58946¦ENG1 | 10 | 2011 | tx¦dallas | 39 | 2088 | 48113 | 3 | 13 | 25 | 11.6225
59649 | UNIT4 | Landfill Gas | Nelson Gardens Landfill Gas to Energy | TX | 29.33 | -98.66 | ERCO | 1.1 | 1 | 1.1 | 1.1 | 0.5 | 2039 | IC | LFG | Nelson Gardens Energy, LLC | 59649¦UNIT4 | 10 | 2014 | tx¦bexar | 39 | 2046 | 48029 | 3 | 13 | 25 | 9.7315 | IC¦LFG
59649 | UNIT3 | Landfill Gas | Nelson Gardens Landfill Gas to Energy | TX | 29.33 | -98.66 | ERCO | 1.1 | 1 | 1.1 | 1.1 | 0.5 | 2039 | IC | LFG | Nelson Gardens Energy, LLC | 59649¦UNIT3 | 10 | 2014 | tx¦bexar | 39 | 2046 | 48029 | 3 | 13 | 25 | 9.7315 | IC¦LFG
59649 | UNIT2 | Landfill Gas | Nelson Gardens Landfill Gas to Energy | TX | 29.33 | -98.66 | ERCO | 1.1 | 1 | 1.1 | 1.1 | 0.5 | 2039 | IC | LFG | Nelson Gardens Energy, LLC | 59649¦UNIT2 | 10 | 2014 | tx¦bexar | 39 | 2046 | 48029 | 3 | 13 | 25 | 9.7315 | IC¦LFG
59649 | UNIT1 | Landfill Gas | Nelson Gardens Landfill Gas to Energy | TX | 29.33 | -98.66 | ERCO | 1.1 | 1 | 1.1 | 1.1 | 0.5 | 2039 | IC | LFG | Nelson Gardens Energy, LLC | 59649¦UNIT1 | 10 | 2014 | tx¦bexar | 39 | 2046 | 48029 | 3 | 13 | 25 | 9.7315 | IC¦LFG
3441 | 9 | Natural Gas Fired Combined Cycle | Nueces Bay | TX | 27.8194 | -97.4192 | ERCO | 189.6 | 0.9 | 157 | 165 | 60 | 2040 | CT | NG | Topaz Power Group LLC | 3441¦9 | 720 | 2010 | tx¦nueces | 39 | 2209 | 48355 | 1 | 2 | 30 | 7.4404 | CT¦NG
3441 | 8 | Natural Gas Fired Combined Cycle | Nueces Bay | TX | 27.8194 | -97.4192 | ERCO | 189.6 | 0.9 | 157 | 165 | 60 | 2040 | CT | NG | Topaz Power Group LLC | 3441¦8 | 720 | 2010 | tx¦nueces | 39 | 2209 | 48355 | 1 | 2 | 30 | 7.4404 | CT¦NG
3441 | 7 | Natural Gas Fired Combined Cycle | Nueces Bay | TX | 27.8194 | -97.4192 | ERCO | 351 | 0.9 | 319 | 325 | 100 | 2022 | CA | NG | Topaz Power Group LLC | 3441¦7 | 720 | 1972 | tx¦nueces | 39 | 2209 | 48355 | 1 | 2 | 30 | 9.2269 | CA¦NG
3443 | 5 | Natural Gas Fired Combined Cycle | Victoria | TX | 28.7883 | -97.01 | ERCO | 180 | 0.85 | 125 | 132 | 110 | 2033 | CA | NG |  | 3443¦5 | 720 | 1963 | tx¦victoria | 39 | 2266 | 48469 | 1 | 2 | 30 | 12.4259 | CA¦NG
3443 | 7 | Natural Gas Fired Combined Cycle | Victoria | TX | 28.7883 | -97.01 | ERCO | 196.9 | 0.9 | 160 | 171 | 120 | 2039 | CT | NG |  | 3443¦7 | 720 | 2009 | tx¦victoria | 39 | 2266 | 48469 | 1 | 2 | 30 | 11.9012 | CT¦NG
3456 | CT2 | Natural Gas Fired Combined Cycle | Newman | TX | 31.9836 | -106.4318 | EPE | 85 | 0.9 | 72 | 72 | 29 | 2025 | CT | NG | El Paso Electric Co | 3456¦CT2 | 720 | 1975 | tx¦el paso | 39 | 2101 | 48141 | 1 | 2 | 30 | 14.2708 | CT¦NG
3456 | CT1 | Natural Gas Fired Combined Cycle | Newman | TX | 31.9836 | -106.4318 | EPE | 85 | 0.9 | 72 | 72 | 29 | 2025 | CT | NG | El Paso Electric Co | 3456¦CT1 | 720 | 1975 | tx¦el paso | 39 | 2101 | 48141 | 1 | 2 | 30 | 14.2708 | CT¦NG
3456 | 5CT2 | Natural Gas Fired Combined Cycle | Newman | TX | 31.9836 | -106.4318 | EPE | 86.5 | 0.85 | 70 | 72 | 44 | 2039 | CT | NG | El Paso Electric Co | 3456¦5CT2 | 720 | 2009 | tx¦el paso | 39 | 2101 | 48141 | 1 | 2 | 30 | 14.2708 | CT¦NG
3456 | 5CT1 | Natural Gas Fired Combined Cycle | Newman | TX | 31.9836 | -106.4318 | EPE | 86.5 | 0.85 | 70 | 72 | 44 | 2039 | CT | NG | El Paso Electric Co | 3456¦5CT1 | 720 | 2009 | tx¦el paso | 39 | 2101 | 48141 | 1 | 2 | 30 | 14.2708 | CT¦NG
3456 | 4 | Natural Gas Fired Combined Cycle | Newman | TX | 31.9836 | -106.4318 | EPE | 120 | 0.9 | 83 | 83 | 24 | 2025 | CA | NG | El Paso Electric Co | 3456¦4 | 720 | 1975 | tx¦el paso | 39 | 2101 | 48141 | 1 | 2 | 30 | 12.4687 | CA¦NG
3456 | 5CA1 | Natural Gas Fired Combined Cycle | Newman | TX | 31.9836 | -106.4318 | EPE | 134 | 0.85 | 138 | 138 | 51 | 2041 | CA | NG | El Paso Electric Co | 3456¦5CA1 | 720 | 2011 | tx¦el paso | 39 | 2101 | 48141 | 1 | 2 | 30 | 10.9571 | CA¦NG
3469 | 42 | Natural Gas Fired Combined Cycle | T H Wharton | TX | 29.9417 | -95.5306 | ERCO | 54 | 0.9 | 57 | 57 | 53 | 2022 | CT | NG | NRG Texas Power LLC | 3469¦42 | 60 | 1972 | tx¦harris | 39 | 2132 | 48201 | 1 | 2 | 30 | 14.4475 | CT¦NG
3469 | 41 | Natural Gas Fired Combined Cycle | T H Wharton | TX | 29.9417 | -95.5306 | ERCO | 54 | 0.9 | 57 | 57 | 53 | 2022 | CT | NG | NRG Texas Power LLC | 3469¦41 | 60 | 1972 | tx¦harris | 39 | 2132 | 48201 | 1 | 2 | 30 | 14.4475 | CT¦NG
3469 | 34 | Natural Gas Fired Combined Cycle | T H Wharton | TX | 29.9417 | -95.5306 | ERCO | 54 | 0.9 | 57 | 57 | 53 | 2022 | CT | NG | NRG Texas Power LLC | 3469¦34 | 60 | 1972 | tx¦harris | 39 | 2132 | 48201 | 1 | 2 | 30 | 14.4475 | CT¦NG
3469 | 33 | Natural Gas Fired Combined Cycle | T H Wharton | TX | 29.9417 | -95.5306 | ERCO | 54 | 0.9 | 57 | 57 | 53 | 2022 | CT | NG | NRG Texas Power LLC | 3469¦33 | 60 | 1972 | tx¦harris | 39 | 2132 | 48201 | 1 | 2 | 30 | 14.4475 | CT¦NG
3469 | 32 | Natural Gas Fired Combined Cycle | T H Wharton | TX | 29.9417 | -95.5306 | ERCO | 54 | 0.9 | 57 | 57 | 53 | 2022 | CT | NG | NRG Texas Power LLC | 3469¦32 | 60 | 1972 | tx¦harris | 39 | 2132 | 48201 | 1 | 2 | 30 | 14.4475 | CT¦NG
3469 | 31 | Natural Gas Fired Combined Cycle | T H Wharton | TX | 29.9417 | -95.5306 | ERCO | 54 | 0.85 | 57 | 57 | 53 | 2022 | CT | NG | NRG Texas Power LLC | 3469¦31 | 60 | 1972 | tx¦harris | 39 | 2132 | 48201 | 1 | 2 | 30 | 14.4475 | CT¦NG
3469 | 44 | Natural Gas Fired Combined Cycle | T H Wharton | TX | 29.9417 | -95.5306 | ERCO | 56.7 | 0.9 | 57 | 57 | 53 | 2024 | CT | NG | NRG Texas Power LLC | 3469¦44 | 60 | 1974 | tx¦harris | 39 | 2132 | 48201 | 1 | 2 | 30 | 14.4475 | CT¦NG
3469 | 43 | Natural Gas Fired Combined Cycle | T H Wharton | TX | 29.9417 | -95.5306 | ERCO | 56.7 | 0.9 | 57 | 57 | 53 | 2024 | CT | NG | NRG Texas Power LLC | 3469¦43 | 60 | 1974 | tx¦harris | 39 | 2132 | 48201 | 1 | 2 | 30 | 14.4475 | CT¦NG
3469 | 4 | Natural Gas Fired Combined Cycle | T H Wharton | TX | 29.9417 | -95.5306 | ERCO | 113.1 | 0.85 | 104 | 104 | 27 | 2024 | CA | NG | NRG Texas Power LLC | 3469¦4 | 720 | 1974 | tx¦harris | 39 | 2132 | 48201 | 1 | 2 | 30 | 12.5657 | CA¦NG
3469 | 3 | Natural Gas Fired Combined Cycle | T H Wharton | TX | 29.9417 | -95.5306 | ERCO | 113.1 | 0.85 | 104 | 104 | 27 | 2024 | CA | NG | NRG Texas Power LLC | 3469¦3 | 720 | 1974 | tx¦harris | 39 | 2132 | 48201 | 1 | 2 | 30 | 12.5657 | CA¦NG
3559 | 6 | Natural Gas Fired Combined Cycle | Silas Ray | TX | 25.9131 | -97.5214 | ERCO | 25 | 0.85 | 20 | 20 | 15 | 2029 | CA | NG | Brownsville Public Utilities Board | 3559¦6 | 720 | 1959 | tx¦cameron | 39 | 2062 | 48061 | 1 | 2 | 30 | 13.8909 | CA¦NG
3559 | 9 | Natural Gas Fired Combined Cycle | Silas Ray | TX | 25.9131 | -97.5214 | ERCO | 50 | 0.85 | 42 | 52 | 32 | 2026 | CT | NG | Brownsville Public Utilities Board | 3559¦9 | 60 | 1996 | tx¦cameron | 39 | 2062 | 48061 | 1 | 2 | 30 | 13.5092 | CT¦NG
3604 | 7 | Natural Gas Fired Combined Cycle | J Robert Massengale | TX | 33.6039 | -101.8408 | SWPP | 22 | 0.9 | 18 | 18 | 10 | 2029 | CA | NG | City of Lubbock - (TX) | 3604¦7 | 720 | 1959 | tx¦lubbock | 39 | 2183 | 48303 | 1 | 2 | 30 | 13.9163 | CA¦NG
3604 | 6A | Natural Gas Fired Combined Cycle | J Robert Massengale | TX | 33.6039 | -101.8408 | SWPP | 22 | 0.9 | 18 | 18 | 10 | 2027 | CA | NG | City of Lubbock - (TX) | 3604¦6A | 720 | 1957 | tx¦lubbock | 39 | 2183 | 48303 | 1 | 2 | 30 | 13.9937 | CA¦NG
3604 | 8 | Natural Gas Fired Combined Cycle | J Robert Massengale | TX | 33.6039 | -101.8408 | SWPP | 40 | 0.9 | 38 | 42 | 30 | 2030 | CT | NG | City of Lubbock - (TX) | 3604¦8 | 720 | 2000 | tx¦lubbock | 39 | 2183 | 48303 | 1 | 2 | 30 | 11.5511 | CT¦NG
3631 | 10 | Natural Gas Fired Combined Cycle | Sam Rayburn | TX | 28.8947 | -97.135 | ERCO | 42 | 0.9 | 37 | 37 | 7 | 2033 | CA | NG | South Texas Electric Coop, Inc | 3631¦10 | 720 | 2003 | tx¦victoria | 39 | 2266 | 48469 | 1 | 2 | 30 | 12.0444 | CA¦NG
3631 | 9 | Natural Gas Fired Combined Cycle | Sam Rayburn | TX | 28.8947 | -97.135 | ERCO | 49.2 | 0.85 | 48 | 48 | 8 | 2033 | CT | NG | South Texas Electric Coop, Inc | 3631¦9 | 720 | 2003 | tx¦victoria | 39 | 2266 | 48469 | 1 | 2 | 30 | 12.2591 | CT¦NG
3631 | 8 | Natural Gas Fired Combined Cycle | Sam Rayburn | TX | 28.8947 | -97.135 | ERCO | 49.2 | 0.85 | 49 | 49 | 8 | 2033 | CT | NG | South Texas Electric Coop, Inc | 3631¦8 | 720 | 2003 | tx¦victoria | 39 | 2266 | 48469 | 1 | 2 | 30 | 12.2591 | CT¦NG
3631 | 7 | Natural Gas Fired Combined Cycle | Sam Rayburn | TX | 28.8947 | -97.135 | ERCO | 49.2 | 0.85 | 49 | 49 | 8 | 2033 | CT | NG | South Texas Electric Coop, Inc | 3631¦7 | 720 | 2003 | tx¦victoria | 39 | 2266 | 48469 | 1 | 2 | 30 | 12.2591 | CT¦NG
4937 | CT-2 | Natural Gas Fired Combined Cycle | Thomas C Ferguson | TX | 30.558 | -98.3705 | ERCO | 185.3 | 0.85 | 168 | 181 | 95 | 2044 | CT | NG | Lower Colorado River Authority | 4937¦CT-2 | 720 | 2014 | tx¦llano | 39 | 2181 | 48299 | 1 | 2 | 30 | 10.1781 | CT¦NG
4937 | CT-1 | Natural Gas Fired Combined Cycle | Thomas C Ferguson | TX | 30.558 | -98.3705 | ERCO | 185.3 | 0.85 | 168 | 181 | 95 | 2044 | CT | NG | Lower Colorado River Authority | 4937¦CT-1 | 720 | 2014 | tx¦llano | 39 | 2181 | 48299 | 1 | 2 | 30 | 10.1781 | CT¦NG
4937 | STG | Natural Gas Fired Combined Cycle | Thomas C Ferguson | TX | 30.558 | -98.3705 | ERCO | 204 | 0.85 | 180 | 194 | 75 | 2044 | CA | NG | Lower Colorado River Authority | 4937¦STG | 720 | 2014 | tx¦llano | 39 | 2181 | 48299 | 1 | 2 | 30 | 10.2493 | CA¦NG
4939 | 4 | Natural Gas Fired Combined Cycle | Barney M Davis | TX | 27.6064 | -97.3117 | ERCO | 189.6 | 0.9 | 157 | 165 | 60 | 2040 | CT | NG | Topaz Power Group LLC | 4939¦4 | 720 | 2010 | tx¦nueces | 39 | 2209 | 48355 | 1 | 2 | 30 | 7.5371 | CT¦NG
4939 | 3 | Natural Gas Fired Combined Cycle | Barney M Davis | TX | 27.6064 | -97.3117 | ERCO | 189.6 | 0.9 | 157 | 165 | 60 | 2040 | CT | NG | Topaz Power Group LLC | 4939¦3 | 720 | 2010 | tx¦nueces | 39 | 2209 | 48355 | 1 | 2 | 30 | 7.5371 | CT¦NG
4939 | 2 | Natural Gas Fired Combined Cycle | Barney M Davis | TX | 27.6064 | -97.3117 | ERCO | 351 | 0.9 | 319 | 325 | 100 | 2026 | CA | NG | Topaz Power Group LLC | 4939¦2 | 720 | 1976 | tx¦nueces | 39 | 2209 | 48355 | 1 | 2 | 30 | 8.9461 | CA¦NG
7512 | 2 | Natural Gas Fired Combined Cycle | Arthur Von Rosenberg | TX | 29.257 | -98.384 | ERCO | 187.5 | 0.9 | 157 | 157 | 90 | 2030 | CT | NG | City of San Antonio - (TX) | 7512¦2 | 720 | 2000 | tx¦bexar | 39 | 2046 | 48029 | 1 | 2 | 30 | 11.0989 | CT¦NG
7512 | 1 | Natural Gas Fired Combined Cycle | Arthur Von Rosenberg | TX | 29.257 | -98.384 | ERCO | 187.5 | 0.9 | 157 | 157 | 90 | 2030 | CT | NG | City of San Antonio - (TX) | 7512¦1 | 720 | 2000 | tx¦bexar | 39 | 2046 | 48029 | 1 | 2 | 30 | 11.0989 | CT¦NG
7512 | 3 | Natural Gas Fired Combined Cycle | Arthur Von Rosenberg | TX | 29.257 | -98.384 | ERCO | 200 | 0.9 | 164 | 164 | 60 | 2030 | CA | NG | City of San Antonio - (TX) | 7512¦3 | 720 | 2000 | tx¦bexar | 39 | 2046 | 48029 | 1 | 2 | 30 | 10.8249 | CA¦NG
7900 | 5C | Natural Gas Fired Combined Cycle | Sand Hill | TX | 30.2098 | -97.6129 | ERCO | 190 | 0.85 | 151 | 164 | 55 | 2034 | CA | NG | Austin Energy | 7900¦5C | 720 | 2004 | tx¦travis | 39 | 2258 | 48453 | 1 | 2 | 30 | 10.7546 | CA¦NG
7900 | 5A | Natural Gas Fired Combined Cycle | Sand Hill | TX | 30.2098 | -97.6129 | ERCO | 198 | 0.85 | 161 | 180 | 92 | 2034 | CT | NG | Austin Energy | 7900¦5A | 720 | 2004 | tx¦travis | 39 | 2258 | 48453 | 1 | 2 | 30 | 11.8241 | CT¦NG
10554 | ST1 | Natural Gas Fired Combined Cycle | Formosa Utility Venture Ltd | TX | 28.6917 | -96.5417 | ERCO | 33.5 | 0.85 | 28.5 | 28.5 | 14 | 2024 | CA | NG | Formosa Plastics Corp | 10554¦ST1 | 720 | 1994 | tx¦calhoun | 39 | 2060 | 48057 | 1 | 2 | 30 | 12.4646 | CA¦NG
10554 | BO3 | Natural Gas Fired Combined Cycle | Formosa Utility Venture Ltd | TX | 28.6917 | -96.5417 | ERCO | 36.2 | 0.85 | 32 | 32 | 20 | 2037 | CT | NG | Formosa Plastics Corp | 10554¦BO3 | 720 | 1987 | tx¦calhoun | 39 | 2060 | 48057 | 1 | 2 | 30 | 7.8937 | CT¦NG
10554 | ST3 | Natural Gas Fired Combined Cycle | Formosa Utility Venture Ltd | TX | 28.6917 | -96.5417 | ERCO | 55 | 0.85 | 47.3 | 51.7 | 14 | 2032 | CA | NG | Formosa Plastics Corp | 10554¦ST3 | 720 | 2002 | tx¦calhoun | 39 | 2060 | 48057 | 1 | 2 | 30 | 11.9732 | CA¦NG
10554 | ST2 | Natural Gas Fired Combined Cycle | Formosa Utility Venture Ltd | TX | 28.6917 | -96.5417 | ERCO | 66.3 | 0.85 | 57.5 | 57.5 | 10 | 2024 | CA | NG | Formosa Plastics Corp | 10554¦ST2 | 720 | 1994 | tx¦calhoun | 39 | 2060 | 48057 | 1 | 2 | 30 | 12.1873 | CA¦NG
10554 | TBG5 | Natural Gas Fired Combined Cycle | Formosa Utility Venture Ltd | TX | 28.6917 | -96.5417 | ERCO | 82.5 | 0.85 | 72 | 90 | 63 | 2024 | CT | NG | Formosa Plastics Corp | 10554¦TBG5 | 720 | 1994 | tx¦calhoun | 39 | 2060 | 48057 | 1 | 2 | 30 | 7.8937 | CT¦NG
10554 | TBG4 | Natural Gas Fired Combined Cycle | Formosa Utility Venture Ltd | TX | 28.6917 | -96.5417 | ERCO | 82.5 | 0.85 | 72 | 90 | 63 | 2024 | CT | NG | Formosa Plastics Corp | 10554¦TBG4 | 720 | 1994 | tx¦calhoun | 39 | 2060 | 48057 | 1 | 2 | 30 | 7.8937 | CT¦NG
10554 | TBG3 | Natural Gas Fired Combined Cycle | Formosa Utility Venture Ltd | TX | 28.6917 | -96.5417 | ERCO | 82.5 | 0.85 | 72 | 90 | 60 | 2023 | CT | NG | Formosa Plastics Corp | 10554¦TBG3 | 720 | 1993 | tx¦calhoun | 39 | 2060 | 48057 | 1 | 2 | 30 | 7.8937 | CT¦NG
10554 | TBG2 | Natural Gas Fired Combined Cycle | Formosa Utility Venture Ltd | TX | 28.6917 | -96.5417 | ERCO | 82.5 | 0.85 | 72 | 90 | 60 | 2023 | CT | NG | Formosa Plastics Corp | 10554¦TBG2 | 720 | 1993 | tx¦calhoun | 39 | 2060 | 48057 | 1 | 2 | 30 | 7.8937 | CT¦NG
10554 | TBG1 | Natural Gas Fired Combined Cycle | Formosa Utility Venture Ltd | TX | 28.6917 | -96.5417 | ERCO | 82.5 | 0.85 | 72 | 90 | 60 | 2023 | CT | NG | Formosa Plastics Corp | 10554¦TBG1 | 720 | 1993 | tx¦calhoun | 39 | 2060 | 48057 | 1 | 2 | 30 | 7.8937 | CT¦NG
10554 | TBG6 | Natural Gas Fired Combined Cycle | Formosa Utility Venture Ltd | TX | 28.6917 | -96.5417 | ERCO | 85.9 | 0.85 | 72 | 90 | 60 | 2033 | CT | NG | Formosa Plastics Corp | 10554¦TBG6 | 720 | 2003 | tx¦calhoun | 39 | 2060 | 48057 | 1 | 2 | 30 | 7.8937 | CT¦NG
10789 | GEN3 | Natural Gas Fired Combined Cycle | Sabine River Works | TX | 30.0552 | -93.7579 | MISO | 6.2 | 0.85 | 5 | 5 | 2.5 | 2038 | CA | NG | DuPont Sabine River Works | 10789¦GEN3 | 720 | 1948 | tx¦orange | 39 | 2212 | 48361 | 1 | 2 | 30 | 14.4756 | CA¦NG
10789 | GEN1 | Natural Gas Fired Combined Cycle | Sabine River Works | TX | 30.0552 | -93.7579 | MISO | 89.9 | 0.92 | 82 | 98 | 60 | 2037 | CT | NG | DuPont Sabine River Works | 10789¦GEN1 | 720 | 1987 | tx¦orange | 39 | 2212 | 48361 | 1 | 2 | 30 | 10.3893 | CT¦NG
10789 | ST1A | Natural Gas Fired Combined Cycle | Sabine River Works | TX | 30.0552 | -93.7579 | MISO | 145 | 0.85 | 100 | 100 | 50 | 2031 | CA | NG | DuPont Sabine River Works | 10789¦ST1A | 1440 | 2001 | tx¦orange | 39 | 2212 | 48361 | 1 | 2 | 30 | 11.2511 | CA¦NG
10789 | GT1B | Natural Gas Fired Combined Cycle | Sabine River Works | TX | 30.0552 | -93.7579 | MISO | 180 | 0.85 | 160 | 175 | 100 | 2031 | CT | NG | DuPont Sabine River Works | 10789¦GT1B | 1440 | 2001 | tx¦orange | 39 | 2212 | 48361 | 1 | 2 | 30 | 10.3893 | CT¦NG
10789 | GT1A | Natural Gas Fired Combined Cycle | Sabine River Works | TX | 30.0552 | -93.7579 | MISO | 180 | 0.85 | 160 | 175 | 100 | 2031 | CT | NG | DuPont Sabine River Works | 10789¦GT1A | 1440 | 2001 | tx¦orange | 39 | 2212 | 48361 | 1 | 2 | 30 | 10.3893 | CT¦NG
50043 | GT3 | Natural Gas Fired Combined Cycle | Houston Chemical Complex Battleground | TX | 29.7314 | -95.0839 | ERCO | 84.9 | 0.9 | 69 | 78 | 55 | 2035 | CT | NG | Oxy Vinyls LP | 50043¦GT3 | 720 | 2005 | tx¦harris | 39 | 2132 | 48201 | 1 | 2 | 30 | 12.8794 | CT¦NG
50043 | ST | Natural Gas Fired Combined Cycle | Houston Chemical Complex Battleground | TX | 29.7314 | -95.0839 | ERCO | 87.4 | 0.85 | 62 | 74 | 25 | 2032 | CA | NG | Oxy Vinyls LP | 50043¦ST | 720 | 1982 | tx¦harris | 39 | 2132 | 48201 | 1 | 2 | 30 | 12.4733 | CA¦NG
50043 | GT2 | Natural Gas Fired Combined Cycle | Houston Chemical Complex Battleground | TX | 29.7314 | -95.0839 | ERCO | 104.2 | 0.9 | 66 | 74 | 52 | 2032 | CT | NG | Oxy Vinyls LP | 50043¦GT2 | 720 | 1982 | tx¦harris | 39 | 2132 | 48201 | 1 | 2 | 30 | 12.8794 | CT¦NG
50043 | GT1 | Natural Gas Fired Combined Cycle | Houston Chemical Complex Battleground | TX | 29.7314 | -95.0839 | ERCO | 104.2 | 0.9 | 66 | 74 | 52 | 2032 | CT | NG | Oxy Vinyls LP | 50043¦GT1 | 720 | 1982 | tx¦harris | 39 | 2132 | 48201 | 1 | 2 | 30 | 12.8794 | CT¦NG
50109 | GEN2 | Natural Gas Fired Combined Cycle | Paris Energy Center | TX | 33.6968 | -95.5577 | ERCO | 87.8 | 0.85 | 80 | 94 | 40 | 2019 | CT | NG | Paris Generation LP | 50109¦GEN2 | 720 | 1989 | tx¦lamar | 39 | 2171 | 48277 | 1 | 2 | 30 | 12.7729 | CT¦NG
50109 | GEN1 | Natural Gas Fired Combined Cycle | Paris Energy Center | TX | 33.6968 | -95.5577 | ERCO | 87.8 | 0.85 | 78 | 91 | 40 | 2019 | CT | NG | Paris Generation LP | 50109¦GEN1 | 720 | 1989 | tx¦lamar | 39 | 2171 | 48277 | 1 | 2 | 30 | 12.7729 | CT¦NG
50109 | GEN3 | Natural Gas Fired Combined Cycle | Paris Energy Center | TX | 33.6968 | -95.5577 | ERCO | 90 | 0.85 | 78 | 90 | 20 | 2019 | CA | NG | Paris Generation LP | 50109¦GEN3 | 720 | 1989 | tx¦lamar | 39 | 2171 | 48277 | 1 | 2 | 30 | 12.1805 | CA¦NG
50118 | GEN5 | Natural Gas Fired Combined Cycle | Hal C Weaver Power Plant | TX | 30.2867 | -97.7356 | ERCO | 6 | 0.8 | 6 | 6 | 2 | 2029 | CA | NG | University of Texas at Austin | 50118¦GEN5 | 60 | 1959 | tx¦travis | 39 | 2258 | 48453 | 1 | 2 | 30 | 12.4184 | CA¦NG
50118 | GEN4 | Natural Gas Fired Combined Cycle | Hal C Weaver Power Plant | TX | 30.2867 | -97.7356 | ERCO | 7.6 | 0.8 | 7.6 | 7.6 | 2 | 2021 | CA | NG | University of Texas at Austin | 50118¦GEN4 | 60 | 1951 | tx¦travis | 39 | 2258 | 48453 | 1 | 2 | 30 | 12.4184 | CA¦NG
50118 | GEN9 | Natural Gas Fired Combined Cycle | Hal C Weaver Power Plant | TX | 30.2867 | -97.7356 | ERCO | 27.2 | 0.8 | 26.1 | 25.7 | 11 | 2034 | CA | NG | University of Texas at Austin | 50118¦GEN9 | 60 | 2004 | tx¦travis | 39 | 2258 | 48453 | 1 | 2 | 30 | 12.4184 | CA¦NG
50118 | GEN7 | Natural Gas Fired Combined Cycle | Hal C Weaver Power Plant | TX | 30.2867 | -97.7356 | ERCO | 28.8 | 0.8 | 27.6 | 27.2 | 12.5 | 2029 | CA | NG | University of Texas at Austin | 50118¦GEN7 | 60 | 1979 | tx¦travis | 39 | 2258 | 48453 | 1 | 2 | 30 | 12.4184 | CA¦NG
50118 | GEN10 | Natural Gas Fired Combined Cycle | Hal C Weaver Power Plant | TX | 30.2867 | -97.7356 | ERCO | 34.4 | 0.8 | 33 | 32.5 | 21 | 2040 | CT | NG | University of Texas at Austin | 50118¦GEN10 | 60 | 2010 | tx¦travis | 39 | 2258 | 48453 | 1 | 2 | 30 | 14.6636 | CT¦NG
50118 | GEN8 | Natural Gas Fired Combined Cycle | Hal C Weaver Power Plant | TX | 30.2867 | -97.7356 | ERCO | 48.5 | 0.8 | 46.5 | 45.8 | 23 | 2037 | CT | NG | University of Texas at Austin | 50118¦GEN8 | 60 | 1987 | tx¦travis | 39 | 2258 | 48453 | 1 | 2 | 30 | 14.6636 | CT¦NG
50127 | STD | Natural Gas Fired Combined Cycle | Signal Hill Generating LLC | TX | 33.8625 | -98.5894 | ERCO | 20 | 0.8 | 17 | 16 | 2 | 2037 | CA | NG | CCI Signal Hill LLC | 50127¦STD | 720 | 1987 | tx¦wichita | 39 | 2274 | 48485 | 1 | 2 | 30 | 12.8496 | CA¦NG
50127 | GTC | Natural Gas Fired Combined Cycle | Signal Hill Generating LLC | TX | 33.8625 | -98.5894 | ERCO | 20 | 0.8 | 19.7 | 19.7 | 2 | 2037 | CT | NG | CCI Signal Hill LLC | 50127¦GTC | 60 | 1987 | tx¦wichita | 39 | 2274 | 48485 | 1 | 2 | 30 | 16.5718 | CT¦NG
50127 | GTB | Natural Gas Fired Combined Cycle | Signal Hill Generating LLC | TX | 33.8625 | -98.5894 | ERCO | 20 | 0.8 | 19.7 | 19.7 | 2 | 2037 | CT | NG | CCI Signal Hill LLC | 50127¦GTB | 60 | 1987 | tx¦wichita | 39 | 2274 | 48485 | 1 | 2 | 30 | 16.5718 | CT¦NG
50127 | GTA | Natural Gas Fired Combined Cycle | Signal Hill Generating LLC | TX | 33.8625 | -98.5894 | ERCO | 20 | 0.8 | 19.7 | 19.7 | 2 | 2037 | CT | NG | CCI Signal Hill LLC | 50127¦GTA | 60 | 1987 | tx¦wichita | 39 | 2274 | 48485 | 1 | 2 | 30 | 16.5718 | CT¦NG
50150 | GEN7 | Natural Gas Fired Combined Cycle | Union Carbide Seadrift Cogen | TX | 28.5105 | -96.7706 | ERCO | 6 | 0.9 | 6 | 6 | 1.5 | 2037 | CA | NG | Union Carbide Corp-Seadrift | 50150¦GEN7 | 720 | 1987 | tx¦calhoun | 39 | 2060 | 48057 | 1 | 2 | 30 | 12.968 | CA¦NG
50150 | IGT | Natural Gas Fired Combined Cycle | Union Carbide Seadrift Cogen | TX | 28.5105 | -96.7706 | ERCO | 12 | 0.9 | 12 | 12 | 5.6932 | 2019 | CT | NG | Union Carbide Corp-Seadrift | 50150¦IGT | 720 | 1969 | tx¦calhoun | 39 | 2060 | 48057 | 1 | 2 | 30 | 12.7532 | CT¦NG
50150 | GEN9 | Natural Gas Fired Combined Cycle | Union Carbide Seadrift Cogen | TX | 28.5105 | -96.7706 | ERCO | 15 | 0.9 | 15 | 15 | 2 | 2037 | CA | NG | Union Carbide Corp-Seadrift | 50150¦GEN9 | 720 | 1987 | tx¦calhoun | 39 | 2060 | 48057 | 1 | 2 | 30 | 12.8919 | CA¦NG
50150 | GEN5 | Natural Gas Fired Combined Cycle | Union Carbide Seadrift Cogen | TX | 28.5105 | -96.7706 | ERCO | 15 | 0.9 | 15 | 15 | 2 | 2037 | CA | NG | Union Carbide Corp-Seadrift | 50150¦GEN5 | 720 | 1987 | tx¦calhoun | 39 | 2060 | 48057 | 1 | 2 | 30 | 12.8919 | CA¦NG
50150 | GE10 | Natural Gas Fired Combined Cycle | Union Carbide Seadrift Cogen | TX | 28.5105 | -96.7706 | ERCO | 15 | 0.85 | 15 | 15 | 2 | 2034 | CA | NG | Union Carbide Corp-Seadrift | 50150¦GE10 | 720 | 1964 | tx¦calhoun | 39 | 2060 | 48057 | 1 | 2 | 30 | 13.782 | CA¦NG
50150 | GEN8 | Natural Gas Fired Combined Cycle | Union Carbide Seadrift Cogen | TX | 28.5105 | -96.7706 | ERCO | 35 | 0.9 | 30 | 38 | 17 | 2037 | CT | NG | Union Carbide Corp-Seadrift | 50150¦GEN8 | 720 | 1987 | tx¦calhoun | 39 | 2060 | 48057 | 1 | 2 | 30 | 12.7532 | CT¦NG
50150 | GEN6 | Natural Gas Fired Combined Cycle | Union Carbide Seadrift Cogen | TX | 28.5105 | -96.7706 | ERCO | 35 | 0.9 | 30 | 38 | 17 | 2037 | CT | NG | Union Carbide Corp-Seadrift | 50150¦GEN6 | 720 | 1987 | tx¦calhoun | 39 | 2060 | 48057 | 1 | 2 | 30 | 12.7532 | CT¦NG
50150 | GE11 | Natural Gas Fired Combined Cycle | Union Carbide Seadrift Cogen | TX | 28.5105 | -96.7706 | ERCO | 35 | 0.85 | 30 | 38 | 20 | 2030 | CT | NG | Union Carbide Corp-Seadrift | 50150¦GE11 | 720 | 2000 | tx¦calhoun | 39 | 2060 | 48057 | 1 | 2 | 30 | 12.7532 | CT¦NG
50815 | GEN5 | Natural Gas Fired Combined Cycle | Optim Energy Altura Cogen LLC | TX | 29.8161 | -95.1077 | ERCO | 84.9 | 0.85 | 68.4 | 75.6 | 42.8 | 2036 | CT | NG | Optim Energy LLC | 50815¦GEN5 | 720 | 1986 | tx¦harris | 39 | 2132 | 48201 | 1 | 2 | 30 | 14.1242 | CT¦NG
50815 | GEN4 | Natural Gas Fired Combined Cycle | Optim Energy Altura Cogen LLC | TX | 29.8161 | -95.1077 | ERCO | 84.9 | 0.85 | 75 | 79 | 43.1 | 2036 | CT | NG | Optim Energy LLC | 50815¦GEN4 | 720 | 1986 | tx¦harris | 39 | 2132 | 48201 | 1 | 2 | 30 | 14.1242 | CT¦NG
50815 | GEN3 | Natural Gas Fired Combined Cycle | Optim Energy Altura Cogen LLC | TX | 29.8161 | -95.1077 | ERCO | 84.9 | 0.85 | 70.1 | 77.4 | 43 | 2035 | CT | NG | Optim Energy LLC | 50815¦GEN3 | 720 | 1985 | tx¦harris | 39 | 2132 | 48201 | 1 | 2 | 30 | 14.1242 | CT¦NG
50815 | GEN2 | Natural Gas Fired Combined Cycle | Optim Energy Altura Cogen LLC | TX | 29.8161 | -95.1077 | ERCO | 84.9 | 0.85 | 69.8 | 80.6 | 44.2 | 2035 | CT | NG | Optim Energy LLC | 50815¦GEN2 | 720 | 1985 | tx¦harris | 39 | 2132 | 48201 | 1 | 2 | 30 | 14.1242 | CT¦NG
50815 | GEN1 | Natural Gas Fired Combined Cycle | Optim Energy Altura Cogen LLC | TX | 29.8161 | -95.1077 | ERCO | 84.9 | 0.85 | 69.8 | 73.5 | 43.1 | 2035 | CT | NG | Optim Energy LLC | 50815¦GEN1 | 720 | 1985 | tx¦harris | 39 | 2132 | 48201 | 1 | 2 | 30 | 14.1242 | CT¦NG
50815 | GEN7 | Natural Gas Fired Combined Cycle | Optim Energy Altura Cogen LLC | TX | 29.8161 | -95.1077 | ERCO | 89.9 | 0.85 | 69 | 74.9 | 42.4 | 2025 | CT | NG | Optim Energy LLC | 50815¦GEN7 | 720 | 1995 | tx¦harris | 39 | 2132 | 48201 | 1 | 2 | 30 | 14.1242 | CT¦NG
50815 | GEN6 | Natural Gas Fired Combined Cycle | Optim Energy Altura Cogen LLC | TX | 29.8161 | -95.1077 | ERCO | 129.2 | 0.85 | 120.1 | 123.3 | 61.1 | 2036 | CA | NG | Optim Energy LLC | 50815¦GEN6 | 720 | 1986 | tx¦harris | 39 | 2132 | 48201 | 1 | 2 | 30 | 11.9652 | CA¦NG
50973 | GN31 | Natural Gas Fired Combined Cycle | Motiva Enterprises Port Arthur Refinery | TX | 29.8885 | -93.951 | MISO | 10 | 0.8 | 8.4 | 8.6 | 3 | 2032 | CA | NG | Motiva Enterprises LLC | 50973¦GN31 | 720 | 1962 | tx¦jefferson | 39 | 2154 | 48245 | 1 | 2 | 30 | 13.9016 | CA¦NG
50973 | GN32 | Natural Gas Fired Combined Cycle | Motiva Enterprises Port Arthur Refinery | TX | 29.8885 | -93.951 | MISO | 15.6 | 0.8 | 10.5 | 10.7 | 3 | 2027 | CA | NG | Motiva Enterprises LLC | 50973¦GN32 | 720 | 1957 | tx¦jefferson | 39 | 2154 | 48245 | 1 | 2 | 30 | 14.0478 | CA¦NG
50973 | GN33 | Natural Gas Fired Combined Cycle | Motiva Enterprises Port Arthur Refinery | TX | 29.8885 | -93.951 | MISO | 25.5 | 0.8 | 21.5 | 22 | 3 | 2028 | CA | NG | Motiva Enterprises LLC | 50973¦GN33 | 720 | 1978 | tx¦jefferson | 39 | 2154 | 48245 | 1 | 2 | 30 | 13.1514 | CA¦NG
50973 | GN35 | Natural Gas Fired Combined Cycle | Motiva Enterprises Port Arthur Refinery | TX | 29.8885 | -93.951 | MISO | 40.5 | 0.85 | 39 | 38 | 3 | 2033 | CT | NG | Motiva Enterprises LLC | 50973¦GN35 | 720 | 1983 | tx¦jefferson | 39 | 2154 | 48245 | 1 | 2 | 30 | 10.9805 | CT¦NG
50973 | GN44 | Natural Gas Fired Combined Cycle | Motiva Enterprises Port Arthur Refinery | TX | 29.8885 | -93.951 | MISO | 41.6 | 0.85 | 36.1 | 46.4 | 3 | 2041 | CT | NG | Motiva Enterprises LLC | 50973¦GN44 | 720 | 2011 | tx¦jefferson | 39 | 2154 | 48245 | 1 | 2 | 30 | 10.9805 | CT¦NG
50973 | GN43 | Natural Gas Fired Combined Cycle | Motiva Enterprises Port Arthur Refinery | TX | 29.8885 | -93.951 | MISO | 41.6 | 0.85 | 36.1 | 46.4 | 3 | 2041 | CT | NG | Motiva Enterprises LLC | 50973¦GN43 | 720 | 2011 | tx¦jefferson | 39 | 2154 | 48245 | 1 | 2 | 30 | 10.9805 | CT¦NG
50973 | GN42 | Natural Gas Fired Combined Cycle | Motiva Enterprises Port Arthur Refinery | TX | 29.8885 | -93.951 | MISO | 41.6 | 0.85 | 36.1 | 46.4 | 3 | 2041 | CT | NG | Motiva Enterprises LLC | 50973¦GN42 | 720 | 2011 | tx¦jefferson | 39 | 2154 | 48245 | 1 | 2 | 30 | 10.9805 | CT¦NG
50973 | GN41 | Natural Gas Fired Combined Cycle | Motiva Enterprises Port Arthur Refinery | TX | 29.8885 | -93.951 | MISO | 41.6 | 0.85 | 36.1 | 46.4 | 3 | 2041 | CT | NG | Motiva Enterprises LLC | 50973¦GN41 | 720 | 2011 | tx¦jefferson | 39 | 2154 | 48245 | 1 | 2 | 30 | 10.9805 | CT¦NG
52088 | GEN4 | Natural Gas Fired Combined Cycle | Texas City Power Plant | TX | 29.3787 | -94.9438 | ERCO | 103 | 0.95 | 104 | 115 | 65 | 2037 | CT | NG | Texas City Cogeneration LLC | 52088¦GEN4 | 720 | 1987 | tx¦galveston | 39 | 2115 | 48167 | 1 | 2 | 30 | 13.2332 | CT¦NG
52088 | GEN3 | Natural Gas Fired Combined Cycle | Texas City Power Plant | TX | 29.3787 | -94.9438 | ERCO | 103 | 0.95 | 104 | 115 | 65 | 2037 | CT | NG | Texas City Cogeneration LLC | 52088¦GEN3 | 720 | 1987 | tx¦galveston | 39 | 2115 | 48167 | 1 | 2 | 30 | 13.2332 | CT¦NG
52088 | GEN2 | Natural Gas Fired Combined Cycle | Texas City Power Plant | TX | 29.3787 | -94.9438 | ERCO | 103 | 0.95 | 104 | 115 | 65 | 2037 | CT | NG | Texas City Cogeneration LLC | 52088¦GEN2 | 720 | 1987 | tx¦galveston | 39 | 2115 | 48167 | 1 | 2 | 30 | 13.2332 | CT¦NG
52088 | GEN1 | Natural Gas Fired Combined Cycle | Texas City Power Plant | TX | 29.3787 | -94.9438 | ERCO | 141 | 0.95 | 139 | 139 | 5 | 2037 | CA | NG | Texas City Cogeneration LLC | 52088¦GEN1 | 720 | 1987 | tx¦galveston | 39 | 2115 | 48167 | 1 | 2 | 30 | 14.3826 | CA¦NG
52120 | G-64 | Natural Gas Fired Combined Cycle | Freeport Energy | TX | 28.9913 | -95.4075 | ERCO | 64.8 | 0.9 | 35 | 35 | 9 | 2037 | CA | NG | Olin Blue Cube Operations | 52120¦G-64 | 1440 | 1987 | tx¦brazoria | 39 | 2051 | 48039 | 1 | 2 | 30 | 12.4709 | CA¦NG
52120 | G-63 | Natural Gas Fired Combined Cycle | Freeport Energy | TX | 28.9913 | -95.4075 | ERCO | 94.5 | 0.85 | 68.3 | 80 | 50 | 2032 | CT | NG | Olin Blue Cube Operations | 52120¦G-63 | 720 | 1982 | tx¦brazoria | 39 | 2051 | 48039 | 1 | 2 | 30 | 11.8908 | CT¦NG
52120 | G-61 | Natural Gas Fired Combined Cycle | Freeport Energy | TX | 28.9913 | -95.4075 | ERCO | 94.5 | 0.85 | 68.3 | 76.1 | 50 | 2032 | CT | NG | Olin Blue Cube Operations | 52120¦G-61 | 720 | 1982 | tx¦brazoria | 39 | 2051 | 48039 | 1 | 2 | 30 | 11.8908 | CT¦NG
52120 | G-65 | Natural Gas Fired Combined Cycle | Freeport Energy | TX | 28.9913 | -95.4075 | ERCO | 111.3 | 0.85 | 95.2 | 95.2 | 30 | 2034 | CA | NG | Olin Blue Cube Operations | 52120¦G-65 | 1440 | 1984 | tx¦brazoria | 39 | 2051 | 48039 | 1 | 2 | 30 | 12.1939 | CA¦NG
52120 | G-67 | Natural Gas Fired Combined Cycle | Freeport Energy | TX | 28.9913 | -95.4075 | ERCO | 119 | 0.85 | 95.6 | 106.5 | 45 | 2034 | CT | NG | Olin Blue Cube Operations | 52120¦G-67 | 720 | 1984 | tx¦brazoria | 39 | 2051 | 48039 | 1 | 2 | 30 | 11.8908 | CT¦NG
52120 | G-66 | Natural Gas Fired Combined Cycle | Freeport Energy | TX | 28.9913 | -95.4075 | ERCO | 119 | 0.85 | 95.6 | 106.5 | 45 | 2033 | CT | NG | Olin Blue Cube Operations | 52120¦G-66 | 720 | 1983 | tx¦brazoria | 39 | 2051 | 48039 | 1 | 2 | 30 | 11.8908 | CT¦NG
52132 | GEN3 | Natural Gas Fired Combined Cycle | Power Station 4 | TX | 29.3782 | -94.9219 | ERCO | 34.7 | 0.85 | 34 | 34 | 34 | 2036 | CA | NG | South Houston Green Power LLC | 52132¦GEN3 | 720 | 1986 | tx¦galveston | 39 | 2115 | 48167 | 1 | 2 | 30 | 12.764 | CA¦NG
52132 | GEN2 | Natural Gas Fired Combined Cycle | Power Station 4 | TX | 29.3782 | -94.9219 | ERCO | 78.2 | 0.85 | 69 | 78 | 50 | 2036 | CT | NG | South Houston Green Power LLC | 52132¦GEN2 | 720 | 1986 | tx¦galveston | 39 | 2115 | 48167 | 1 | 2 | 30 | 13.2519 | CT¦NG
52132 | GEN1 | Natural Gas Fired Combined Cycle | Power Station 4 | TX | 29.3782 | -94.9219 | ERCO | 78.2 | 0.85 | 69 | 78 | 50 | 2036 | CT | NG | South Houston Green Power LLC | 52132¦GEN1 | 720 | 1986 | tx¦galveston | 39 | 2115 | 48167 | 1 | 2 | 30 | 13.2519 | CT¦NG
52176 | GEN3 | Natural Gas Fired Combined Cycle | C R Wing Cogen Plant | TX | 32.2732 | -101.4224 | ERCO | 75 | 0.85 | 70 | 70 | 40 | 2018 | CA | NG | Power Resources Ltd | 52176¦GEN3 | 720 | 1988 | tx¦howard | 39 | 2145 | 48227 | 1 | 2 | 30 | 12.346 | CA¦NG
52176 | GEN2 | Natural Gas Fired Combined Cycle | C R Wing Cogen Plant | TX | 32.2732 | -101.4224 | ERCO | 77.5 | 0.85 | 71 | 71 | 45 | 2037 | CT | NG | Power Resources Ltd | 52176¦GEN2 | 720 | 1987 | tx¦howard | 39 | 2145 | 48227 | 1 | 2 | 30 | 12.7584 | CT¦NG
52176 | GEN1 | Natural Gas Fired Combined Cycle | C R Wing Cogen Plant | TX | 32.2732 | -101.4224 | ERCO | 77.5 | 0.85 | 71 | 71 | 45 | 2037 | CT | NG | Power Resources Ltd | 52176¦GEN1 | 720 | 1987 | tx¦howard | 39 | 2145 | 48227 | 1 | 2 | 30 | 12.7584 | CT¦NG
54676 | G83 | Natural Gas Fired Combined Cycle | Oyster Creek Unit VIII | TX | 28.9802 | -95.342 | ERCO | 99 | 1 | 73 | 90 | 70 | 2024 | CT | NG | Dow Chemical Company-Oyster Creek VIII | 54676¦G83 | 60 | 1994 | tx¦brazoria | 39 | 2051 | 48039 | 1 | 2 | 30 | 12.3831 | CT¦NG
54676 | G82 | Natural Gas Fired Combined Cycle | Oyster Creek Unit VIII | TX | 28.9802 | -95.342 | ERCO | 99 | 1 | 73 | 90 | 70 | 2024 | CT | NG | Dow Chemical Company-Oyster Creek VIII | 54676¦G82 | 60 | 1994 | tx¦brazoria | 39 | 2051 | 48039 | 1 | 2 | 30 | 12.3831 | CT¦NG
54676 | G81 | Natural Gas Fired Combined Cycle | Oyster Creek Unit VIII | TX | 28.9802 | -95.342 | ERCO | 99 | 1 | 73 | 90 | 50 | 2024 | CT | NG | Dow Chemical Company-Oyster Creek VIII | 54676¦G81 | 60 | 1994 | tx¦brazoria | 39 | 2051 | 48039 | 1 | 2 | 30 | 12.3831 | CT¦NG
54676 | G84 | Natural Gas Fired Combined Cycle | Oyster Creek Unit VIII | TX | 28.9802 | -95.342 | ERCO | 200.9 | 1 | 160 | 160 | 50 | 2024 | CA | NG | Dow Chemical Company-Oyster Creek VIII | 54676¦G84 | 60 | 1994 | tx¦brazoria | 39 | 2051 | 48039 | 1 | 2 | 30 | 8.0285 | CA¦NG
54817 | ST-1 | Natural Gas Fired Combined Cycle | Johnson County | TX | 32.3994 | -97.4078 | ERCO | 104.4 | 0.9 | 104 | 104 | 100 | 2026 | CA | NG | Brazos Electric Power Coop Inc | 54817¦ST-1 | 60 | 1996 | tx¦johnson | 39 | 2157 | 48251 | 1 | 2 | 30 | 11.7878 | CA¦NG
54817 | GT-1 | Natural Gas Fired Combined Cycle | Johnson County | TX | 32.3994 | -97.4078 | ERCO | 178.2 | 0.9 | 163 | 174 | 100 | 2026 | CT | NG | Brazos Electric Power Coop Inc | 54817¦GT-1 | 60 | 1996 | tx¦johnson | 39 | 2157 | 48251 | 1 | 2 | 30 | 12.1039 | CT¦NG
55047 | STG1 | Natural Gas Fired Combined Cycle | Pasadena Cogeneration | TX | 29.7248 | -95.1765 | ERCO | 85 | 1 | 60 | 85 | 60 | 2028 | CA | NG | Pasadena Cogeneration LP | 55047¦STG1 | 720 | 1998 | tx¦harris | 39 | 2132 | 48201 | 1 | 2 | 30 | 11.8744 | CA¦NG
55047 | CTG1 | Natural Gas Fired Combined Cycle | Pasadena Cogeneration | TX | 29.7248 | -95.1765 | ERCO | 175 | 1 | 165 | 175 | 65 | 2028 | CT | NG | Pasadena Cogeneration LP | 55047¦CTG1 | 720 | 1998 | tx¦harris | 39 | 2132 | 48201 | 1 | 2 | 30 | 11.5369 | CT¦NG
55047 | STG2 | Natural Gas Fired Combined Cycle | Pasadena Cogeneration | TX | 29.7248 | -95.1765 | ERCO | 185 | 1 | 165 | 185 | 80 | 2030 | CA | NG | Pasadena Cogeneration LP | 55047¦STG2 | 720 | 2000 | tx¦harris | 39 | 2132 | 48201 | 1 | 2 | 30 | 10.9517 | CA¦NG
55047 | CTG3 | Natural Gas Fired Combined Cycle | Pasadena Cogeneration | TX | 29.7248 | -95.1765 | ERCO | 185 | 1 | 165 | 185 | 80 | 2030 | CT | NG | Pasadena Cogeneration LP | 55047¦CTG3 | 720 | 2000 | tx¦harris | 39 | 2132 | 48201 | 1 | 2 | 30 | 11.5369 | CT¦NG
55047 | CTG2 | Natural Gas Fired Combined Cycle | Pasadena Cogeneration | TX | 29.7248 | -95.1765 | ERCO | 185 | 1 | 165 | 185 | 80 | 2030 | CT | NG | Pasadena Cogeneration LP | 55047¦CTG2 | 720 | 2000 | tx¦harris | 39 | 2132 | 48201 | 1 | 2 | 30 | 11.5369 | CT¦NG
55062 | GTG3 | Natural Gas Fired Combined Cycle | Tenaska Frontier Generation Station | TX | 30.5924 | -95.9178 | ERCO | 183.2 | 0.9 | 155 | 177 | 90 | 2030 | CT | NG | Tenaska Frontier Partners Ltd | 55062¦GTG3 | 720 | 2000 | tx¦grimes | 39 | 2124 | 48185 | 1 | 2 | 30 | 11.0734 | CT¦NG
55062 | GTG2 | Natural Gas Fired Combined Cycle | Tenaska Frontier Generation Station | TX | 30.5924 | -95.9178 | ERCO | 183.2 | 0.9 | 155 | 177 | 90 | 2030 | CT | NG | Tenaska Frontier Partners Ltd | 55062¦GTG2 | 720 | 2000 | tx¦grimes | 39 | 2124 | 48185 | 1 | 2 | 30 | 11.0734 | CT¦NG
55062 | GTG1 | Natural Gas Fired Combined Cycle | Tenaska Frontier Generation Station | TX | 30.5924 | -95.9178 | ERCO | 183.2 | 0.9 | 155 | 177 | 90 | 2030 | CT | NG | Tenaska Frontier Partners Ltd | 55062¦GTG1 | 720 | 2000 | tx¦grimes | 39 | 2124 | 48185 | 1 | 2 | 30 | 11.0734 | CT¦NG
55062 | STG1 | Natural Gas Fired Combined Cycle | Tenaska Frontier Generation Station | TX | 30.5924 | -95.9178 | ERCO | 390.1 | 0.9 | 395 | 395 | 60 | 2030 | CA | NG | Tenaska Frontier Partners Ltd | 55062¦STG1 | 720 | 2000 | tx¦grimes | 39 | 2124 | 48185 | 1 | 2 | 30 | 9.2179 | CA¦NG
55065 | GEN3 | Natural Gas Fired Combined Cycle | Mustang Station | TX | 32.9728 | -102.7417 | SWPP | 172.6 | 0.9 | 157 | 157 | 115 | 2030 | CA | NG | Golden Spread Electric Cooperative, Inc | 55065¦GEN3 | 720 | 2000 | tx¦yoakum | 39 | 2282 | 48501 | 1 | 2 | 30 | 11.0565 | CA¦NG
55065 | GEN2 | Natural Gas Fired Combined Cycle | Mustang Station | TX | 32.9728 | -102.7417 | SWPP | 174.2 | 0.9 | 153 | 153 | 90 | 2029 | CT | NG | Golden Spread Electric Cooperative, Inc | 55065¦GEN2 | 720 | 1999 | tx¦yoakum | 39 | 2282 | 48501 | 1 | 2 | 30 | 11.2219 | CT¦NG
55065 | GEN1 | Natural Gas Fired Combined Cycle | Mustang Station | TX | 32.9728 | -102.7417 | SWPP | 174.2 | 0.9 | 154 | 154 | 90 | 2029 | CT | NG | Golden Spread Electric Cooperative, Inc | 55065¦GEN1 | 720 | 1999 | tx¦yoakum | 39 | 2282 | 48501 | 1 | 2 | 30 | 11.2219 | CT¦NG
55086 | STG | Natural Gas Fired Combined Cycle | Gregory Power Facility | TX | 27.8893 | -97.2584 | ERCO | 100 | 0.9 | 85 | 87 | 30 | 2030 | CA | NG | Gregory Power Partners LP | 55086¦STG | 720 | 2000 | tx¦san patricio | 39 | 2236 | 48409 | 1 | 2 | 30 | 11.6702 | CA¦NG
55086 | GT1B | Natural Gas Fired Combined Cycle | Gregory Power Facility | TX | 27.8893 | -97.2584 | ERCO | 166 | 0.9 | 140 | 162 | 115 | 2030 | CT | NG | Gregory Power Partners LP | 55086¦GT1B | 60 | 2000 | tx¦san patricio | 39 | 2236 | 48409 | 1 | 2 | 30 | 11.1123 | CT¦NG
55086 | GT1A | Natural Gas Fired Combined Cycle | Gregory Power Facility | TX | 27.8893 | -97.2584 | ERCO | 166 | 0.9 | 141 | 162 | 115 | 2030 | CT | NG | Gregory Power Partners LP | 55086¦GT1A | 60 | 2000 | tx¦san patricio | 39 | 2236 | 48409 | 1 | 2 | 30 | 11.1123 | CT¦NG
55091 | STK6 | Natural Gas Fired Combined Cycle | Midlothian Energy Facility | TX | 32.4302 | -97.0537 | ERCO | 289 | 0.85 | 284 | 284 | 110 | 2031 | CS | NG | Midlothian Energy LLC | 55091¦STK6 | 720 | 2001 | tx¦ellis | 39 | 2102 | 48139 | 1 | 2 | 30 | 7.6674 | CS¦NG
55091 | STK5 | Natural Gas Fired Combined Cycle | Midlothian Energy Facility | TX | 32.4302 | -97.0537 | ERCO | 289 | 0.85 | 279 | 279 | 125 | 2031 | CS | NG | Midlothian Energy LLC | 55091¦STK5 | 720 | 2001 | tx¦ellis | 39 | 2102 | 48139 | 1 | 2 | 30 | 7.6674 | CS¦NG
55091 | STK4 | Natural Gas Fired Combined Cycle | Midlothian Energy Facility | TX | 32.4302 | -97.0537 | ERCO | 289 | 0.85 | 259 | 259 | 125 | 2030 | CS | NG | Midlothian Energy LLC | 55091¦STK4 | 720 | 2000 | tx¦ellis | 39 | 2102 | 48139 | 1 | 2 | 30 | 7.6674 | CS¦NG
55091 | STK3 | Natural Gas Fired Combined Cycle | Midlothian Energy Facility | TX | 32.4302 | -97.0537 | ERCO | 289 | 0.85 | 260 | 260 | 125 | 2030 | CS | NG | Midlothian Energy LLC | 55091¦STK3 | 720 | 2000 | tx¦ellis | 39 | 2102 | 48139 | 1 | 2 | 30 | 7.6674 | CS¦NG
55091 | STK2 | Natural Gas Fired Combined Cycle | Midlothian Energy Facility | TX | 32.4302 | -97.0537 | ERCO | 289 | 0.85 | 260 | 260 | 125 | 2030 | CS | NG | Midlothian Energy LLC | 55091¦STK2 | 720 | 2000 | tx¦ellis | 39 | 2102 | 48139 | 1 | 2 | 30 | 7.6674 | CS¦NG
55091 | STK1 | Natural Gas Fired Combined Cycle | Midlothian Energy Facility | TX | 32.4302 | -97.0537 | ERCO | 289 | 0.85 | 260 | 260 | 125 | 2030 | CS | NG | Midlothian Energy LLC | 55091¦STK1 | 720 | 2000 | tx¦ellis | 39 | 2102 | 48139 | 1 | 2 | 30 | 7.6674 | CS¦NG
55097 | CTG4 | Natural Gas Fired Combined Cycle | Lamar Power Project | TX | 33.6308 | -95.59 | ERCO | 176 | 0.85 | 161 | 186 | 90 | 2030 | CT | NG | LaFrontera Holdings LLC | 55097¦CTG4 | 720 | 2000 | tx¦lamar | 39 | 2171 | 48277 | 1 | 2 | 30 | 10.877 | CT¦NG
55097 | CTG3 | Natural Gas Fired Combined Cycle | Lamar Power Project | TX | 33.6308 | -95.59 | ERCO | 176 | 0.85 | 153 | 178 | 90 | 2030 | CT | NG | LaFrontera Holdings LLC | 55097¦CTG3 | 720 | 2000 | tx¦lamar | 39 | 2171 | 48277 | 1 | 2 | 30 | 10.877 | CT¦NG
55097 | CTG2 | Natural Gas Fired Combined Cycle | Lamar Power Project | TX | 33.6308 | -95.59 | ERCO | 176 | 0.85 | 153 | 178 | 90 | 2030 | CT | NG | LaFrontera Holdings LLC | 55097¦CTG2 | 720 | 2000 | tx¦lamar | 39 | 2171 | 48277 | 1 | 2 | 30 | 10.877 | CT¦NG
55097 | CTG1 | Natural Gas Fired Combined Cycle | Lamar Power Project | TX | 33.6308 | -95.59 | ERCO | 176 | 0.85 | 161 | 186 | 90 | 2030 | CT | NG | LaFrontera Holdings LLC | 55097¦CTG1 | 720 | 2000 | tx¦lamar | 39 | 2171 | 48277 | 1 | 2 | 30 | 10.877 | CT¦NG
55097 | STG2 | Natural Gas Fired Combined Cycle | Lamar Power Project | TX | 33.6308 | -95.59 | ERCO | 204.3 | 0.85 | 204 | 204 | 65 | 2030 | CA | NG | LaFrontera Holdings LLC | 55097¦STG2 | 720 | 2000 | tx¦lamar | 39 | 2171 | 48277 | 1 | 2 | 30 | 10.7885 | CA¦NG
55097 | STG1 | Natural Gas Fired Combined Cycle | Lamar Power Project | TX | 33.6308 | -95.59 | ERCO | 204.3 | 0.85 | 204 | 204 | 65 | 2030 | CA | NG | LaFrontera Holdings LLC | 55097¦STG1 | 720 | 2000 | tx¦lamar | 39 | 2171 | 48277 | 1 | 2 | 30 | 10.7885 | CA¦NG
55104 | STG | Natural Gas Fired Combined Cycle | Sabine Cogen | TX | 30.0444 | -93.7714 | MISO | 31.7 | 0.85 | 20 | 20 | 1.5 | 2030 | CA | NG | Sabine Cogen LP | 55104¦STG | 720 | 2000 | tx¦orange | 39 | 2212 | 48361 | 1 | 2 | 30 | 11.7055 | CA¦NG
55104 | CTG2 | Natural Gas Fired Combined Cycle | Sabine Cogen | TX | 30.0444 | -93.7714 | MISO | 37.4 | 0.85 | 33.4 | 35.8 | 27 | 2030 | CT | NG | Sabine Cogen LP | 55104¦CTG2 | 720 | 2000 | tx¦orange | 39 | 2212 | 48361 | 1 | 2 | 30 | 13.8035 | CT¦NG
55104 | CTG1 | Natural Gas Fired Combined Cycle | Sabine Cogen | TX | 30.0444 | -93.7714 | MISO | 37.4 | 0.85 | 33.1 | 35.5 | 27 | 2030 | CT | NG | Sabine Cogen LP | 55104¦CTG1 | 720 | 2000 | tx¦orange | 39 | 2212 | 48361 | 1 | 2 | 30 | 13.8035 | CT¦NG
55123 | STG | Natural Gas Fired Combined Cycle | Magic Valley Generating Station | TX | 26.3403 | -98.19 | ERCO | 267 | 0.85 | 240 | 253 | 170 | 2032 | CA | NG | Calpine Corp-Magic Valley | 55123¦STG | 720 | 2002 | tx¦hidalgo | 39 | 2139 | 48215 | 1 | 2 | 30 | 10.1811 | CA¦NG
55123 | CTG2 | Natural Gas Fired Combined Cycle | Magic Valley Generating Station | TX | 26.3403 | -98.19 | ERCO | 267 | 0.85 | 221 | 232 | 135 | 2032 | CT | NG | Calpine Corp-Magic Valley | 55123¦CTG2 | 720 | 2002 | tx¦hidalgo | 39 | 2139 | 48215 | 1 | 2 | 30 | 11.3356 | CT¦NG
55123 | CTG1 | Natural Gas Fired Combined Cycle | Magic Valley Generating Station | TX | 26.3403 | -98.19 | ERCO | 267 | 0.85 | 221 | 232 | 135 | 2032 | CT | NG | Calpine Corp-Magic Valley | 55123¦CTG1 | 720 | 2002 | tx¦hidalgo | 39 | 2139 | 48215 | 1 | 2 | 30 | 11.3356 | CT¦NG
55132 | GTG3 | Natural Gas Fired Combined Cycle | Tenaska Gateway Generating Station | TX | 32.0178 | -94.6197 | ERCO | 183.2 | 0.9 | 148 | 168 | 90 | 2031 | CT | NG | Tenaska Gateway Partners Ltd | 55132¦GTG3 | 720 | 2001 | tx¦rusk | 39 | 2232 | 48401 | 1 | 2 | 30 | 11.9917 | CT¦NG
55132 | GTG2 | Natural Gas Fired Combined Cycle | Tenaska Gateway Generating Station | TX | 32.0178 | -94.6197 | ERCO | 183.2 | 0.9 | 149 | 169 | 90 | 2031 | CT | NG | Tenaska Gateway Partners Ltd | 55132¦GTG2 | 720 | 2001 | tx¦rusk | 39 | 2232 | 48401 | 1 | 2 | 30 | 11.9917 | CT¦NG
55132 | GTG1 | Natural Gas Fired Combined Cycle | Tenaska Gateway Generating Station | TX | 32.0178 | -94.6197 | ERCO | 183.2 | 0.9 | 146 | 166 | 90 | 2031 | CT | NG | Tenaska Gateway Partners Ltd | 55132¦GTG1 | 720 | 2001 | tx¦rusk | 39 | 2232 | 48401 | 1 | 2 | 30 | 11.9917 | CT¦NG
55132 | STG1 | Natural Gas Fired Combined Cycle | Tenaska Gateway Generating Station | TX | 32.0178 | -94.6197 | ERCO | 390 | 0.9 | 402 | 402 | 190 | 2031 | CA | NG | Tenaska Gateway Partners Ltd | 55132¦STG1 | 720 | 2001 | tx¦rusk | 39 | 2232 | 48401 | 1 | 2 | 30 | 9.18 | CA¦NG
55137 | CTG3 | Natural Gas Fired Combined Cycle | Rio Nogales Power Project | TX | 29.5931 | -97.9732 | ERCO | 189 | 0.85 | 154 | 175 | 80 | 2032 | CT | NG | City of San Antonio - (TX) | 55137¦CTG3 | 720 | 2002 | tx¦guadalupe | 39 | 2125 | 48187 | 1 | 2 | 30 | 10.8405 | CT¦NG
55137 | CTG2 | Natural Gas Fired Combined Cycle | Rio Nogales Power Project | TX | 29.5931 | -97.9732 | ERCO | 189 | 0.85 | 154 | 175 | 80 | 2032 | CT | NG | City of San Antonio - (TX) | 55137¦CTG2 | 720 | 2002 | tx¦guadalupe | 39 | 2125 | 48187 | 1 | 2 | 30 | 10.8405 | CT¦NG
55137 | CTG1 | Natural Gas Fired Combined Cycle | Rio Nogales Power Project | TX | 29.5931 | -97.9732 | ERCO | 189 | 0.85 | 154 | 175 | 80 | 2032 | CT | NG | City of San Antonio - (TX) | 55137¦CTG1 | 720 | 2002 | tx¦guadalupe | 39 | 2125 | 48187 | 1 | 2 | 30 | 10.8405 | CT¦NG
55137 | STG1 | Natural Gas Fired Combined Cycle | Rio Nogales Power Project | TX | 29.5931 | -97.9732 | ERCO | 373.2 | 0.85 | 323 | 323 | 50 | 2032 | CA | NG | City of San Antonio - (TX) | 55137¦STG1 | 720 | 2002 | tx¦guadalupe | 39 | 2125 | 48187 | 1 | 2 | 30 | 11.7084 | CA¦NG
55139 | CTG2 | Natural Gas Fired Combined Cycle | Wolf Hollow I LP | TX | 32.3342 | -97.7317 | ERCO | 243.9 | 0.9 | 212.5 | 249 | 84 | 2033 | CT | NG | Wolf Hollow I L P | 55139¦CTG2 | 720 | 2003 | tx¦hood | 39 | 2142 | 48221 | 1 | 2 | 30 | 11.8251 | CT¦NG
55139 | CTG1 | Natural Gas Fired Combined Cycle | Wolf Hollow I LP | TX | 32.3342 | -97.7317 | ERCO | 243.9 | 0.9 | 212.5 | 249 | 84 | 2033 | CT | NG | Wolf Hollow I L P | 55139¦CTG1 | 720 | 2003 | tx¦hood | 39 | 2142 | 48221 | 1 | 2 | 30 | 11.8251 | CT¦NG
55139 | ST | Natural Gas Fired Combined Cycle | Wolf Hollow I LP | TX | 32.3342 | -97.7317 | ERCO | 300.6 | 0.9 | 280 | 293 | 84 | 2033 | CA | NG | Wolf Hollow I L P | 55139¦ST | 720 | 2003 | tx¦hood | 39 | 2142 | 48221 | 1 | 2 | 30 | 9.8584 | CA¦NG
55144 | U2 | Natural Gas Fired Combined Cycle | Hays Energy Project | TX | 29.7806 | -97.9894 | ERCO | 241.7 | 0.85 | 211 | 240 | 150 | 2032 | CS | NG | Hays Energy, LLC | 55144¦U2 | 720 | 2002 | tx¦hays | 39 | 2136 | 48209 | 1 | 2 | 30 | 7.7009 | CS¦NG
55144 | U1 | Natural Gas Fired Combined Cycle | Hays Energy Project | TX | 29.7806 | -97.9894 | ERCO | 241.7 | 0.85 | 210 | 239 | 150 | 2032 | CS | NG | Hays Energy, LLC | 55144¦U1 | 720 | 2002 | tx¦hays | 39 | 2136 | 48209 | 1 | 2 | 30 | 7.7009 | CS¦NG
55144 | U4 | Natural Gas Fired Combined Cycle | Hays Energy Project | TX | 29.7806 | -97.9894 | ERCO | 252.8 | 0.85 | 213 | 243 | 150 | 2032 | CS | NG | Hays Energy, LLC | 55144¦U4 | 720 | 2002 | tx¦hays | 39 | 2136 | 48209 | 1 | 2 | 30 | 7.7009 | CS¦NG
55144 | U3 | Natural Gas Fired Combined Cycle | Hays Energy Project | TX | 29.7806 | -97.9894 | ERCO | 252.8 | 0.85 | 210 | 242 | 150 | 2032 | CS | NG | Hays Energy, LLC | 55144¦U3 | 720 | 2002 | tx¦hays | 39 | 2136 | 48209 | 1 | 2 | 30 | 7.7009 | CS¦NG
55153 | CTG4 | Natural Gas Fired Combined Cycle | Guadalupe Generating Station | TX | 29.6244 | -98.1419 | ERCO | 171.1 | 0.85 | 148 | 167 | 100 | 2030 | CT | NG | Guadalupe Power Partners LP | 55153¦CTG4 | 720 | 2000 | tx¦guadalupe | 39 | 2125 | 48187 | 1 | 2 | 30 | 11.1617 | CT¦NG
55153 | CTG3 | Natural Gas Fired Combined Cycle | Guadalupe Generating Station | TX | 29.6244 | -98.1419 | ERCO | 171.1 | 0.85 | 148 | 167 | 100 | 2030 | CT | NG | Guadalupe Power Partners LP | 55153¦CTG3 | 720 | 2000 | tx¦guadalupe | 39 | 2125 | 48187 | 1 | 2 | 30 | 11.1617 | CT¦NG
55153 | CTG2 | Natural Gas Fired Combined Cycle | Guadalupe Generating Station | TX | 29.6244 | -98.1419 | ERCO | 171.1 | 0.85 | 148 | 167 | 100 | 2030 | CT | NG | Guadalupe Power Partners LP | 55153¦CTG2 | 720 | 2000 | tx¦guadalupe | 39 | 2125 | 48187 | 1 | 2 | 30 | 11.1617 | CT¦NG
55153 | CTG1 | Natural Gas Fired Combined Cycle | Guadalupe Generating Station | TX | 29.6244 | -98.1419 | ERCO | 171.1 | 0.85 | 148 | 167 | 100 | 2030 | CT | NG | Guadalupe Power Partners LP | 55153¦CTG1 | 720 | 2000 | tx¦guadalupe | 39 | 2125 | 48187 | 1 | 2 | 30 | 11.1617 | CT¦NG
55153 | STG2 | Natural Gas Fired Combined Cycle | Guadalupe Generating Station | TX | 29.6244 | -98.1419 | ERCO | 201.9 | 0.85 | 197 | 203 | 138.8 | 2030 | CA | NG | Guadalupe Power Partners LP | 55153¦STG2 | 720 | 2000 | tx¦guadalupe | 39 | 2125 | 48187 | 1 | 2 | 30 | 10.8088 | CA¦NG
55153 | STG1 | Natural Gas Fired Combined Cycle | Guadalupe Generating Station | TX | 29.6244 | -98.1419 | ERCO | 201.9 | 0.85 | 197 | 203 | 138.5 | 2030 | CA | NG | Guadalupe Power Partners LP | 55153¦STG1 | 720 | 2000 | tx¦guadalupe | 39 | 2125 | 48187 | 1 | 2 | 30 | 10.8088 | CA¦NG
55154 | CTB | Natural Gas Fired Combined Cycle | Lost Pines 1 Power Project | TX | 30.1478 | -97.2714 | ERCO | 202.5 | 0.9 | 169 | 178 | 105 | 2031 | CT | NG | Lower Colorado River Authority | 55154¦CTB | 720 | 2001 | tx¦bastrop | 39 | 2042 | 48021 | 1 | 2 | 30 | 11.4878 | CT¦NG
55154 | CTA | Natural Gas Fired Combined Cycle | Lost Pines 1 Power Project | TX | 30.1478 | -97.2714 | ERCO | 202.5 | 0.9 | 169 | 178 | 105 | 2031 | CT | NG | Lower Colorado River Authority | 55154¦CTA | 720 | 2001 | tx¦bastrop | 39 | 2042 | 48021 | 1 | 2 | 30 | 11.4878 | CT¦NG
55154 | ST | Natural Gas Fired Combined Cycle | Lost Pines 1 Power Project | TX | 30.1478 | -97.2714 | ERCO | 204 | 0.85 | 172 | 184 | 65 | 2031 | CA | NG | Lower Colorado River Authority | 55154¦ST | 720 | 2001 | tx¦bastrop | 39 | 2042 | 48021 | 1 | 2 | 30 | 10.7524 | CA¦NG
55168 | 2 | Natural Gas Fired Combined Cycle | Bastrop Energy Center | TX | 30.1458 | -97.55 | ERCO | 188.2 | 0.85 | 149 | 164 | 78 | 2032 | CT | NG | Bastrop Energy Partners, LP | 55168¦2 | 720 | 2002 | tx¦bastrop | 39 | 2042 | 48021 | 1 | 2 | 30 | 11.0953 | CT¦NG
55168 | 1 | Natural Gas Fired Combined Cycle | Bastrop Energy Center | TX | 30.1458 | -97.55 | ERCO | 188.2 | 0.85 | 149 | 164 | 78 | 2032 | CT | NG | Bastrop Energy Partners, LP | 55168¦1 | 720 | 2002 | tx¦bastrop | 39 | 2042 | 48021 | 1 | 2 | 30 | 11.0953 | CT¦NG
55168 | 3 | Natural Gas Fired Combined Cycle | Bastrop Energy Center | TX | 30.1458 | -97.55 | ERCO | 242.3 | 0.85 | 227 | 221 | 160 | 2032 | CA | NG | Bastrop Energy Partners, LP | 55168¦3 | 720 | 2002 | tx¦bastrop | 39 | 2042 | 48021 | 1 | 2 | 30 | 10.3899 | CA¦NG
55172 | ST-4 | Natural Gas Fired Combined Cycle | Bosque County Peaking | TX | 31.8594 | -97.3586 | ERCO | 95 | 0.9 | 86 | 88 | 65 | 2031 | CA | NG | Calpine Bosque Energy Center LLC | 55172¦ST-4 | 720 | 2001 | tx¦bosque | 39 | 2049 | 48035 | 1 | 2 | 30 | 11.6738 | CA¦NG
55172 | GT-3 | Natural Gas Fired Combined Cycle | Bosque County Peaking | TX | 31.8594 | -97.3586 | ERCO | 154 | 0.85 | 154 | 170 | 100 | 2031 | CT | NG | Calpine Bosque Energy Center LLC | 55172¦GT-3 | 60 | 2001 | tx¦bosque | 39 | 2049 | 48035 | 1 | 2 | 30 | 10.7853 | CT¦NG
55172 | GT-2 | Natural Gas Fired Combined Cycle | Bosque County Peaking | TX | 31.8594 | -97.3586 | ERCO | 154 | 0.85 | 154 | 170 | 100 | 2030 | CT | NG | Calpine Bosque Energy Center LLC | 55172¦GT-2 | 60 | 2000 | tx¦bosque | 39 | 2049 | 48035 | 1 | 2 | 30 | 10.7853 | CT¦NG
55172 | GT-1 | Natural Gas Fired Combined Cycle | Bosque County Peaking | TX | 31.8594 | -97.3586 | ERCO | 154 | 0.85 | 154 | 170 | 100 | 2030 | CT | NG | Calpine Bosque Energy Center LLC | 55172¦GT-1 | 60 | 2000 | tx¦bosque | 39 | 2049 | 48035 | 1 | 2 | 30 | 10.7853 | CT¦NG
55172 | ST-5 | Natural Gas Fired Combined Cycle | Bosque County Peaking | TX | 31.8594 | -97.3586 | ERCO | 250 | 0.85 | 200 | 220 | 65 | 2040 | CA | NG | Calpine Bosque Energy Center LLC | 55172¦ST-5 | 720 | 2010 | tx¦bosque | 39 | 2049 | 48035 | 1 | 2 | 30 | 10.0152 | CA¦NG
55176 | GEN3 | Natural Gas Fired Combined Cycle | Eastman Cogeneration Facility | TX | 32.4481 | -94.6903 | SWPP | 127.7 | 0.85 | 109.8 | 120 | 18 | 2031 | CA | NG | Eastman Cogeneration LP | 55176¦GEN3 | 720 | 2001 | tx¦harrison | 39 | 2133 | 48203 | 1 | 2 | 30 | 11.3974 | CA¦NG
55176 | GEN2 | Natural Gas Fired Combined Cycle | Eastman Cogeneration Facility | TX | 32.4481 | -94.6903 | SWPP | 170 | 0.85 | 146.2 | 159.8 | 65 | 2031 | CT | NG | Eastman Cogeneration LP | 55176¦GEN2 | 720 | 2001 | tx¦harrison | 39 | 2133 | 48203 | 1 | 2 | 30 | 12.523 | CT¦NG
55176 | GEN1 | Natural Gas Fired Combined Cycle | Eastman Cogeneration Facility | TX | 32.4481 | -94.6903 | SWPP | 170 | 0.85 | 153.7 | 168.3 | 75 | 2031 | CT | NG | Eastman Cogeneration LP | 55176¦GEN1 | 720 | 2001 | tx¦harrison | 39 | 2133 | 48203 | 1 | 2 | 30 | 12.523 | CT¦NG
55187 | ST1 | Natural Gas Fired Combined Cycle | Channelview Cogeneration Plant | TX | 29.837 | -95.1217 | ERCO | 149.9 | 0.85 | 143 | 143 | 80 | 2032 | CA | NG | EIF Channelview Cogeneration LLC | 55187¦ST1 | 720 | 2002 | tx¦harris | 39 | 2132 | 48201 | 1 | 2 | 30 | 11.171 | CA¦NG
55187 | GT4 | Natural Gas Fired Combined Cycle | Channelview Cogeneration Plant | TX | 29.837 | -95.1217 | ERCO | 192.1 | 0.85 | 159 | 176 | 120 | 2031 | CT | NG | EIF Channelview Cogeneration LLC | 55187¦GT4 | 720 | 2001 | tx¦harris | 39 | 2132 | 48201 | 1 | 2 | 30 | 11.7112 | CT¦NG
55187 | GT3 | Natural Gas Fired Combined Cycle | Channelview Cogeneration Plant | TX | 29.837 | -95.1217 | ERCO | 192.1 | 0.85 | 165 | 179 | 120 | 2032 | CT | NG | EIF Channelview Cogeneration LLC | 55187¦GT3 | 720 | 2002 | tx¦harris | 39 | 2132 | 48201 | 1 | 2 | 30 | 11.7112 | CT¦NG
55187 | GT2 | Natural Gas Fired Combined Cycle | Channelview Cogeneration Plant | TX | 29.837 | -95.1217 | ERCO | 192.1 | 0.85 | 161 | 186 | 120 | 2032 | CT | NG | EIF Channelview Cogeneration LLC | 55187¦GT2 | 720 | 2002 | tx¦harris | 39 | 2132 | 48201 | 1 | 2 | 30 | 11.7112 | CT¦NG
55187 | GT1 | Natural Gas Fired Combined Cycle | Channelview Cogeneration Plant | TX | 29.837 | -95.1217 | ERCO | 192.1 | 0.85 | 163 | 179 | 120 | 2032 | CT | NG | EIF Channelview Cogeneration LLC | 55187¦GT1 | 720 | 2002 | tx¦harris | 39 | 2132 | 48201 | 1 | 2 | 30 | 11.7112 | CT¦NG
55206 | ST1 | Natural Gas Fired Combined Cycle | Corpus Christi Energy Center | TX | 27.8139 | -97.4283 | ERCO | 195.5 | 0.85 | 165 | 165 | 15 | 2032 | CA | NG | Corpus Christi Cogeneration LLC | 55206¦ST1 | 720 | 2002 | tx¦nueces | 39 | 2209 | 48355 | 1 | 2 | 30 | 10.7855 | CA¦NG
55206 | CT2 | Natural Gas Fired Combined Cycle | Corpus Christi Energy Center | TX | 27.8139 | -97.4283 | ERCO | 198.9 | 0.85 | 152 | 160 | 95 | 2032 | CT | NG | Corpus Christi Cogeneration LLC | 55206¦CT2 | 720 | 2002 | tx¦nueces | 39 | 2209 | 48355 | 1 | 2 | 30 | 11.7608 | CT¦NG
55206 | CT1 | Natural Gas Fired Combined Cycle | Corpus Christi Energy Center | TX | 27.8139 | -97.4283 | ERCO | 198.9 | 0.85 | 152 | 160 | 95 | 2032 | CT | NG | Corpus Christi Cogeneration LLC | 55206¦CT1 | 720 | 2002 | tx¦nueces | 39 | 2209 | 48355 | 1 | 2 | 30 | 11.7608 | CT¦NG
55215 | CTG4 | Natural Gas Fired Combined Cycle | Odessa Ector Generating Station | TX | 31.8403 | -102.3264 | ERCO | 176 | 0.85 | 143.7 | 152.3 | 95.2 | 2031 | CT | NG | LaFrontera Holdings LLC | 55215¦CTG4 | 720 | 2001 | tx¦ector | 39 | 2099 | 48135 | 1 | 2 | 30 | 10.5208 | CT¦NG
55215 | CTG3 | Natural Gas Fired Combined Cycle | Odessa Ector Generating Station | TX | 31.8403 | -102.3264 | ERCO | 176 | 0.85 | 145.3 | 154 | 92.2 | 2031 | CT | NG | LaFrontera Holdings LLC | 55215¦CTG3 | 720 | 2001 | tx¦ector | 39 | 2099 | 48135 | 1 | 2 | 30 | 10.5208 | CT¦NG
55215 | CTG2 | Natural Gas Fired Combined Cycle | Odessa Ector Generating Station | TX | 31.8403 | -102.3264 | ERCO | 176 | 0.85 | 143 | 151.5 | 82.7 | 2031 | CT | NG | LaFrontera Holdings LLC | 55215¦CTG2 | 720 | 2001 | tx¦ector | 39 | 2099 | 48135 | 1 | 2 | 30 | 10.5208 | CT¦NG
55215 | CTG1 | Natural Gas Fired Combined Cycle | Odessa Ector Generating Station | TX | 31.8403 | -102.3264 | ERCO | 176 | 0.85 | 149 | 157.9 | 84.8 | 2031 | CT | NG | LaFrontera Holdings LLC | 55215¦CTG1 | 720 | 2001 | tx¦ector | 39 | 2099 | 48135 | 1 | 2 | 30 | 10.5208 | CT¦NG
55215 | STG2 | Natural Gas Fired Combined Cycle | Odessa Ector Generating Station | TX | 31.8403 | -102.3264 | ERCO | 224.4 | 0.85 | 204.9 | 212 | 55.6 | 2031 | CA | NG | LaFrontera Holdings LLC | 55215¦STG2 | 720 | 2001 | tx¦ector | 39 | 2099 | 48135 | 1 | 2 | 30 | 10.5799 | CA¦NG
55215 | STG1 | Natural Gas Fired Combined Cycle | Odessa Ector Generating Station | TX | 31.8403 | -102.3264 | ERCO | 224.4 | 0.85 | 204.9 | 212 | 53.3 | 2031 | CA | NG | LaFrontera Holdings LLC | 55215¦STG1 | 720 | 2001 | tx¦ector | 39 | 2099 | 48135 | 1 | 2 | 30 | 10.5799 | CA¦NG
55223 | ST1 | Natural Gas Fired Combined Cycle | Ennis Power Company LLC | TX | 32.32 | -96.675 | ERCO | 133 | 0.9 | 114.4 | 125 | 80 | 2032 | CA | NG | Ennis Power Company LLC | 55223¦ST1 | 720 | 2002 | tx¦ellis | 39 | 2102 | 48139 | 1 | 2 | 30 | 11.3139 | CA¦NG
55223 | GT1 | Natural Gas Fired Combined Cycle | Ennis Power Company LLC | TX | 32.32 | -96.675 | ERCO | 285 | 0.9 | 245.1 | 267.9 | 190 | 2032 | CT | NG | Ennis Power Company LLC | 55223¦GT1 | 720 | 2002 | tx¦ellis | 39 | 2102 | 48139 | 1 | 2 | 30 | 10.8122 | CT¦NG
55226 | GT4 | Natural Gas Fired Combined Cycle | Freestone Energy Center | TX | 31.8907 | -96.1131 | ERCO | 166.7 | 0.85 | 149 | 165 | 70 | 2032 | CT | NG | Freestone Power Generation LLC | 55226¦GT4 | 720 | 2002 | tx¦freestone | 39 | 2112 | 48161 | 1 | 2 | 30 | 11.3885 | CT¦NG
55226 | GT3 | Natural Gas Fired Combined Cycle | Freestone Energy Center | TX | 31.8907 | -96.1131 | ERCO | 166.7 | 0.85 | 149 | 165 | 70 | 2032 | CT | NG | Freestone Power Generation LLC | 55226¦GT3 | 720 | 2002 | tx¦freestone | 39 | 2112 | 48161 | 1 | 2 | 30 | 11.3885 | CT¦NG
55226 | GT2 | Natural Gas Fired Combined Cycle | Freestone Energy Center | TX | 31.8907 | -96.1131 | ERCO | 166.7 | 0.85 | 153 | 165 | 70 | 2032 | CT | NG | Freestone Power Generation LLC | 55226¦GT2 | 720 | 2002 | tx¦freestone | 39 | 2112 | 48161 | 1 | 2 | 30 | 11.3885 | CT¦NG
55226 | GT1 | Natural Gas Fired Combined Cycle | Freestone Energy Center | TX | 31.8907 | -96.1131 | ERCO | 166.7 | 0.85 | 153 | 165 | 70 | 2032 | CT | NG | Freestone Power Generation LLC | 55226¦GT1 | 720 | 2002 | tx¦freestone | 39 | 2112 | 48161 | 1 | 2 | 30 | 11.3885 | CT¦NG
55226 | ST6 | Natural Gas Fired Combined Cycle | Freestone Energy Center | TX | 31.8907 | -96.1131 | ERCO | 184.6 | 0.85 | 172 | 184.6 | 50 | 2032 | CA | NG | Freestone Power Generation LLC | 55226¦ST6 | 720 | 2002 | tx¦freestone | 39 | 2112 | 48161 | 1 | 2 | 30 | 10.8777 | CA¦NG
55226 | ST3 | Natural Gas Fired Combined Cycle | Freestone Energy Center | TX | 31.8907 | -96.1131 | ERCO | 184.6 | 0.85 | 177 | 184.6 | 50 | 2032 | CA | NG | Freestone Power Generation LLC | 55226¦ST3 | 720 | 2002 | tx¦freestone | 39 | 2112 | 48161 | 1 | 2 | 30 | 10.8777 | CA¦NG
55230 | CT4 | Natural Gas Fired Combined Cycle | Jack County | TX | 33.101 | -97.9574 | ERCO | 170 | 0.85 | 165 | 170 | 164 | 2041 | CT | NG | Brazos Electric Power Coop Inc | 55230¦CT4 | 720 | 2011 | tx¦wise | 39 | 2280 | 48497 | 1 | 2 | 30 | 11.8259 | CT¦NG
55230 | CT3 | Natural Gas Fired Combined Cycle | Jack County | TX | 33.101 | -97.9574 | ERCO | 170 | 0.85 | 165 | 170 | 164 | 2041 | CT | NG | Brazos Electric Power Coop Inc | 55230¦CT3 | 720 | 2011 | tx¦wise | 39 | 2280 | 48497 | 1 | 2 | 30 | 11.8259 | CT¦NG
55230 | CT2 | Natural Gas Fired Combined Cycle | Jack County | TX | 33.101 | -97.9574 | ERCO | 170 | 0.85 | 165 | 170 | 164 | 2036 | CT | NG | Brazos Electric Power Coop Inc | 55230¦CT2 | 720 | 2006 | tx¦wise | 39 | 2280 | 48497 | 1 | 2 | 30 | 11.8259 | CT¦NG
55230 | CT1 | Natural Gas Fired Combined Cycle | Jack County | TX | 33.101 | -97.9574 | ERCO | 170 | 0.85 | 165 | 170 | 164 | 2036 | CT | NG | Brazos Electric Power Coop Inc | 55230¦CT1 | 720 | 2006 | tx¦wise | 39 | 2280 | 48497 | 1 | 2 | 30 | 11.8259 | CT¦NG
55230 | ST2 | Natural Gas Fired Combined Cycle | Jack County | TX | 33.101 | -97.9574 | ERCO | 300 | 0.85 | 290.5 | 300 | 60 | 2041 | CA | NG | Brazos Electric Power Coop Inc | 55230¦ST2 | 720 | 2011 | tx¦wise | 39 | 2280 | 48497 | 1 | 2 | 30 | 9.5538 | CA¦NG
55230 | ST1 | Natural Gas Fired Combined Cycle | Jack County | TX | 33.101 | -97.9574 | ERCO | 300 | 0.85 | 290.5 | 300 | 60 | 2036 | CA | NG | Brazos Electric Power Coop Inc | 55230¦ST1 | 720 | 2006 | tx¦wise | 39 | 2280 | 48497 | 1 | 2 | 30 | 9.7473 | CA¦NG
55299 | CTG3 | Natural Gas Fired Combined Cycle | Channel Energy Center LLC | TX | 29.7189 | -95.2319 | ERCO | 208.8 | 0.9 | 183 | 189 | 120 | 2044 | CT | NG | Channel Energy Center LLC | 55299¦CTG3 | 720 | 2014 | tx¦harris | 39 | 2132 | 48201 | 1 | 2 | 30 | 11.8173 | CT¦NG
55299 | CTG2 | Natural Gas Fired Combined Cycle | Channel Energy Center LLC | TX | 29.7189 | -95.2319 | ERCO | 215 | 0.9 | 185 | 210 | 120 | 2032 | CT | NG | Channel Energy Center LLC | 55299¦CTG2 | 720 | 2002 | tx¦harris | 39 | 2132 | 48201 | 1 | 2 | 30 | 11.8173 | CT¦NG
55299 | CTG1 | Natural Gas Fired Combined Cycle | Channel Energy Center LLC | TX | 29.7189 | -95.2319 | ERCO | 215 | 0.9 | 185 | 210 | 120 | 2031 | CT | NG | Channel Energy Center LLC | 55299¦CTG1 | 720 | 2001 | tx¦harris | 39 | 2132 | 48201 | 1 | 2 | 30 | 11.8173 | CT¦NG
55299 | ST-1 | Natural Gas Fired Combined Cycle | Channel Energy Center LLC | TX | 29.7189 | -95.2319 | ERCO | 285 | 0.85 | 215 | 215 | 80 | 2032 | CA | NG | Channel Energy Center LLC | 55299¦ST-1 | 720 | 2002 | tx¦harris | 39 | 2132 | 48201 | 1 | 2 | 30 | 10.0289 | CA¦NG
55313 | CTG2 | Natural Gas Fired Combined Cycle | Ingleside Cogeneration | TX | 27.8828 | -97.2428 | ERCO | 170.1 | 0.85 | 155 | 179 | 80.7005 | 2029 | CT | NG | Ingleside Cogeneration LP | 55313¦CTG2 | 720 | 1999 | tx¦san patricio | 39 | 2236 | 48409 | 1 | 2 | 30 | 11.5004 | CT¦NG
55313 | CTG1 | Natural Gas Fired Combined Cycle | Ingleside Cogeneration | TX | 27.8828 | -97.2428 | ERCO | 170.1 | 0.85 | 155 | 179 | 80.7005 | 2029 | CT | NG | Ingleside Cogeneration LP | 55313¦CTG1 | 720 | 1999 | tx¦san patricio | 39 | 2236 | 48409 | 1 | 2 | 30 | 11.5004 | CT¦NG
55320 | GT2 | Natural Gas Fired Combined Cycle | Wise County Power LLC | TX | 33.0583 | -97.9103 | ERCO | 261 | 0.9 | 225 | 242 | 85 | 2034 | CT | NG | Wise County Power Company LLC | 55320¦GT2 | 720 | 2004 | tx¦wise | 39 | 2280 | 48497 | 1 | 2 | 30 | 11.7828 | CT¦NG
55320 | GT1 | Natural Gas Fired Combined Cycle | Wise County Power LLC | TX | 33.0583 | -97.9103 | ERCO | 261 | 0.9 | 225 | 242 | 85 | 2034 | CT | NG | Wise County Power Company LLC | 55320¦GT1 | 720 | 2004 | tx¦wise | 39 | 2280 | 48497 | 1 | 2 | 30 | 11.7828 | CT¦NG
55320 | ST1 | Natural Gas Fired Combined Cycle | Wise County Power LLC | TX | 33.0583 | -97.9103 | ERCO | 299.7 | 0.9 | 230 | 250 | 130 | 2034 | CA | NG | Wise County Power Company LLC | 55320¦ST1 | 720 | 2004 | tx¦wise | 39 | 2280 | 48497 | 1 | 2 | 30 | 9.8273 | CA¦NG
55327 | CTG3 | Natural Gas Fired Combined Cycle | Baytown Energy Center | TX | 29.7731 | -94.9019 | ERCO | 219.3 | 0.85 | 165 | 190 | 120 | 2032 | CT | NG | Baytown Energy Center LLC | 55327¦CTG3 | 720 | 2002 | tx¦chambers | 39 | 2067 | 48071 | 1 | 2 | 30 | 10.8384 | CT¦NG
55327 | CTG2 | Natural Gas Fired Combined Cycle | Baytown Energy Center | TX | 29.7731 | -94.9019 | ERCO | 219.3 | 0.85 | 165 | 190 | 120 | 2032 | CT | NG | Baytown Energy Center LLC | 55327¦CTG2 | 720 | 2002 | tx¦chambers | 39 | 2067 | 48071 | 1 | 2 | 30 | 10.8384 | CT¦NG
55327 | CTG1 | Natural Gas Fired Combined Cycle | Baytown Energy Center | TX | 29.7731 | -94.9019 | ERCO | 219.3 | 0.85 | 165 | 190 | 120 | 2032 | CT | NG | Baytown Energy Center LLC | 55327¦CTG1 | 720 | 2002 | tx¦chambers | 39 | 2067 | 48071 | 1 | 2 | 30 | 10.8384 | CT¦NG
55327 | STG1 | Natural Gas Fired Combined Cycle | Baytown Energy Center | TX | 29.7731 | -94.9019 | ERCO | 275 | 0.9 | 275 | 275 | 25 | 2032 | CA | NG | Baytown Energy Center LLC | 55327¦STG1 | 720 | 2002 | tx¦chambers | 39 | 2067 | 48071 | 1 | 2 | 30 | 10.1135 | CA¦NG
55357 | CTG2 | Natural Gas Fired Combined Cycle | Brazos Valley Generating Facility | TX | 29.4731 | -95.6244 | MISO | 200 | 0.8 | 166 | 182 | 90 | 2033 | CT | NG | Brazos Valley Energy | 55357¦CTG2 | 720 | 2003 | tx¦fort bend | 39 | 2110 | 48157 | 1 | 2 | 30 | 11.6177 | CT¦NG
55357 | CTG1 | Natural Gas Fired Combined Cycle | Brazos Valley Generating Facility | TX | 29.4731 | -95.6244 | MISO | 200 | 0.8 | 166 | 182 | 90 | 2033 | CT | NG | Brazos Valley Energy | 55357¦CTG1 | 720 | 2003 | tx¦fort bend | 39 | 2110 | 48157 | 1 | 2 | 30 | 11.6177 | CT¦NG
55357 | STG1 | Natural Gas Fired Combined Cycle | Brazos Valley Generating Facility | TX | 29.4731 | -95.6244 | MISO | 275.6 | 0.8 | 193 | 230 | 150 | 2033 | CA | NG | Brazos Valley Energy | 55357¦STG1 | 720 | 2003 | tx¦fort bend | 39 | 2110 | 48157 | 1 | 2 | 30 | 10.0697 | CA¦NG
55358 | ST4 | Natural Gas Fired Combined Cycle | Cottonwood Energy Project | TX | 30.2588 | -93.7353 | MISO | 159.5 | 0.85 | 131.3 | 135.7 | 60 | 2033 | CA | NG | Cottonwood Energy Co LP | 55358¦ST4 | 720 | 2003 | tx¦newton | 39 | 2207 | 48351 | 1 | 2 | 30 | 11.0511 | CA¦NG
55358 | ST3 | Natural Gas Fired Combined Cycle | Cottonwood Energy Project | TX | 30.2588 | -93.7353 | MISO | 159.5 | 0.85 | 131.3 | 135.7 | 60 | 2033 | CA | NG | Cottonwood Energy Co LP | 55358¦ST3 | 720 | 2003 | tx¦newton | 39 | 2207 | 48351 | 1 | 2 | 30 | 11.0511 | CA¦NG
55358 | ST2 | Natural Gas Fired Combined Cycle | Cottonwood Energy Project | TX | 30.2588 | -93.7353 | MISO | 159.5 | 0.85 | 131.3 | 135.7 | 60 | 2033 | CA | NG | Cottonwood Energy Co LP | 55358¦ST2 | 720 | 2003 | tx¦newton | 39 | 2207 | 48351 | 1 | 2 | 30 | 11.0511 | CA¦NG
55358 | ST1 | Natural Gas Fired Combined Cycle | Cottonwood Energy Project | TX | 30.2588 | -93.7353 | MISO | 159.5 | 0.85 | 131.3 | 135.7 | 60 | 2033 | CA | NG | Cottonwood Energy Co LP | 55358¦ST1 | 720 | 2003 | tx¦newton | 39 | 2207 | 48351 | 1 | 2 | 30 | 11.0511 | CA¦NG
55358 | CT4 | Natural Gas Fired Combined Cycle | Cottonwood Energy Project | TX | 30.2588 | -93.7353 | MISO | 198.9 | 0.85 | 163.7 | 169.3 | 90 | 2033 | CT | NG | Cottonwood Energy Co LP | 55358¦CT4 | 720 | 2003 | tx¦newton | 39 | 2207 | 48351 | 1 | 2 | 30 | 10.9524 | CT¦NG
55358 | CT3 | Natural Gas Fired Combined Cycle | Cottonwood Energy Project | TX | 30.2588 | -93.7353 | MISO | 198.9 | 0.85 | 163.7 | 169.3 | 90 | 2033 | CT | NG | Cottonwood Energy Co LP | 55358¦CT3 | 720 | 2003 | tx¦newton | 39 | 2207 | 48351 | 1 | 2 | 30 | 10.9524 | CT¦NG
55358 | CT2 | Natural Gas Fired Combined Cycle | Cottonwood Energy Project | TX | 30.2588 | -93.7353 | MISO | 198.9 | 0.85 | 163.7 | 169.3 | 90 | 2033 | CT | NG | Cottonwood Energy Co LP | 55358¦CT2 | 720 | 2003 | tx¦newton | 39 | 2207 | 48351 | 1 | 2 | 30 | 10.9524 | CT¦NG
55358 | CT1 | Natural Gas Fired Combined Cycle | Cottonwood Energy Project | TX | 30.2588 | -93.7353 | MISO | 198.9 | 0.85 | 163.7 | 169.3 | 90 | 2033 | CT | NG | Cottonwood Energy Co LP | 55358¦CT1 | 720 | 2003 | tx¦newton | 39 | 2207 | 48351 | 1 | 2 | 30 | 10.9524 | CT¦NG
55464 | CTG6 | Natural Gas Fired Combined Cycle | Deer Park Energy Center | TX | 29.7134 | -95.1345 | ERCO | 180 | 0.85 | 154.8 | 169.2 | 92.9 | 2044 | CT | NG | Deer Park Energy Center | 55464¦CTG6 | 720 | 2014 | tx¦harris | 39 | 2132 | 48201 | 1 | 2 | 30 | 11.2766 | CT¦NG
55464 | CTG4 | Natural Gas Fired Combined Cycle | Deer Park Energy Center | TX | 29.7134 | -95.1345 | ERCO | 180 | 0.85 | 169.8 | 184.2 | 102 | 2034 | CT | NG | Deer Park Energy Center | 55464¦CTG4 | 720 | 2004 | tx¦harris | 39 | 2132 | 48201 | 1 | 2 | 30 | 11.2766 | CT¦NG
55464 | CTG3 | Natural Gas Fired Combined Cycle | Deer Park Energy Center | TX | 29.7134 | -95.1345 | ERCO | 180 | 0.85 | 169.8 | 184.2 | 102 | 2034 | CT | NG | Deer Park Energy Center | 55464¦CTG3 | 720 | 2004 | tx¦harris | 39 | 2132 | 48201 | 1 | 2 | 30 | 11.2766 | CT¦NG
55464 | CTG2 | Natural Gas Fired Combined Cycle | Deer Park Energy Center | TX | 29.7134 | -95.1345 | ERCO | 180 | 0.85 | 169.8 | 184.2 | 102 | 2033 | CT | NG | Deer Park Energy Center | 55464¦CTG2 | 720 | 2003 | tx¦harris | 39 | 2132 | 48201 | 1 | 2 | 30 | 11.2766 | CT¦NG
55464 | CTG1 | Natural Gas Fired Combined Cycle | Deer Park Energy Center | TX | 29.7134 | -95.1345 | ERCO | 180 | 0.85 | 169.8 | 184.2 | 102 | 2033 | CT | NG | Deer Park Energy Center | 55464¦CTG1 | 720 | 2003 | tx¦harris | 39 | 2132 | 48201 | 1 | 2 | 30 | 11.2766 | CT¦NG
55464 | STG1 | Natural Gas Fired Combined Cycle | Deer Park Energy Center | TX | 29.7134 | -95.1345 | ERCO | 276 | 0.9 | 282 | 282 | 40 | 2034 | CA | NG | Deer Park Energy Center | 55464¦STG1 | 720 | 2004 | tx¦harris | 39 | 2132 | 48201 | 1 | 2 | 30 | 7.2059 | CA¦NG
55470 | ST1 | Natural Gas Fired Combined Cycle | Green Power 2 | TX | 29.3781 | -94.9328 | ERCO | 110 | 0.85 | 75 | 75 | 19 | 2033 | CA | NG | South Houston Green Power LLC | 55470¦ST1 | 720 | 2003 | tx¦galveston | 39 | 2115 | 48167 | 1 | 2 | 30 | 11.4696 | CA¦NG
55470 | TR3 | Natural Gas Fired Combined Cycle | Green Power 2 | TX | 29.3781 | -94.9328 | ERCO | 167 | 0.85 | 158 | 165 | 110 | 2033 | CT | NG | South Houston Green Power LLC | 55470¦TR3 | 720 | 2003 | tx¦galveston | 39 | 2115 | 48167 | 1 | 2 | 30 | 11.2998 | CT¦NG
55470 | TR2 | Natural Gas Fired Combined Cycle | Green Power 2 | TX | 29.3781 | -94.9328 | ERCO | 167 | 0.85 | 158 | 165 | 110 | 2033 | CT | NG | South Houston Green Power LLC | 55470¦TR2 | 720 | 2003 | tx¦galveston | 39 | 2115 | 48167 | 1 | 2 | 30 | 11.2998 | CT¦NG
55470 | TR1 | Natural Gas Fired Combined Cycle | Green Power 2 | TX | 29.3781 | -94.9328 | ERCO | 167 | 0.85 | 158 | 165 | 110 | 2033 | CT | NG | South Houston Green Power LLC | 55470¦TR1 | 720 | 2003 | tx¦galveston | 39 | 2115 | 48167 | 1 | 2 | 30 | 11.2998 | CT¦NG
55470 | ST805 | Natural Gas Fired Combined Cycle | Green Power 2 | TX | 29.3781 | -94.9328 | ERCO | 250 | 0.85 | 75 | 75 | 25 | 2039 | CA | NG | South Houston Green Power LLC | 55470¦ST805 | 720 | 2009 | tx¦galveston | 39 | 2115 | 48167 | 1 | 2 | 30 | 10.0539 | CA¦NG
55480 | U6 | Natural Gas Fired Combined Cycle | Forney Energy Center | TX | 32.7563 | -96.4916 | ERCO | 188.2 | 0.85 | 159 | 185 | 90 | 2033 | CT | NG | LaFrontera Holdings LLC | 55480¦U6 | 720 | 2003 | tx¦kaufman | 39 | 2160 | 48257 | 1 | 2 | 30 | 10.872 | CT¦NG
55480 | U5 | Natural Gas Fired Combined Cycle | Forney Energy Center | TX | 32.7563 | -96.4916 | ERCO | 188.2 | 0.85 | 159 | 185 | 90 | 2033 | CT | NG | LaFrontera Holdings LLC | 55480¦U5 | 720 | 2003 | tx¦kaufman | 39 | 2160 | 48257 | 1 | 2 | 30 | 10.872 | CT¦NG
55480 | U4 | Natural Gas Fired Combined Cycle | Forney Energy Center | TX | 32.7563 | -96.4916 | ERCO | 188.2 | 0.85 | 167 | 195 | 90 | 2033 | CT | NG | LaFrontera Holdings LLC | 55480¦U4 | 720 | 2003 | tx¦kaufman | 39 | 2160 | 48257 | 1 | 2 | 30 | 10.872 | CT¦NG
55480 | U3 | Natural Gas Fired Combined Cycle | Forney Energy Center | TX | 32.7563 | -96.4916 | ERCO | 188.2 | 0.85 | 159 | 185 | 90 | 2033 | CT | NG | LaFrontera Holdings LLC | 55480¦U3 | 720 | 2003 | tx¦kaufman | 39 | 2160 | 48257 | 1 | 2 | 30 | 10.872 | CT¦NG
55480 | U2 | Natural Gas Fired Combined Cycle | Forney Energy Center | TX | 32.7563 | -96.4916 | ERCO | 188.2 | 0.85 | 159 | 185 | 90 | 2033 | CT | NG | LaFrontera Holdings LLC | 55480¦U2 | 720 | 2003 | tx¦kaufman | 39 | 2160 | 48257 | 1 | 2 | 30 | 10.872 | CT¦NG
55480 | U1 | Natural Gas Fired Combined Cycle | Forney Energy Center | TX | 32.7563 | -96.4916 | ERCO | 188.2 | 0.85 | 167 | 195 | 90 | 2033 | CT | NG | LaFrontera Holdings LLC | 55480¦U1 | 720 | 2003 | tx¦kaufman | 39 | 2160 | 48257 | 1 | 2 | 30 | 10.872 | CT¦NG
55480 | ST2 | Natural Gas Fired Combined Cycle | Forney Energy Center | TX | 32.7563 | -96.4916 | ERCO | 382.5 | 0.85 | 408 | 418 | 88 | 2033 | CA | NG | LaFrontera Holdings LLC | 55480¦ST2 | 720 | 2003 | tx¦kaufman | 39 | 2160 | 48257 | 1 | 2 | 30 | 9.166 | CA¦NG
55480 | ST1 | Natural Gas Fired Combined Cycle | Forney Energy Center | TX | 32.7563 | -96.4916 | ERCO | 382.5 | 0.85 | 408 | 418 | 88 | 2033 | CA | NG | LaFrontera Holdings LLC | 55480¦ST1 | 720 | 2003 | tx¦kaufman | 39 | 2160 | 48257 | 1 | 2 | 30 | 9.166 | CA¦NG
55545 | CTG2 | Natural Gas Fired Combined Cycle | Hidalgo Energy Center | TX | 26.3417 | -98.1758 | ERCO | 176.6 | 0.85 | 149 | 168 | 70 | 2030 | CT | NG | Calpine Corp - Hidalgo | 55545¦CTG2 | 60 | 2000 | tx¦hidalgo | 39 | 2139 | 48215 | 1 | 2 | 30 | 12.0374 | CT¦NG
55545 | CTG1 | Natural Gas Fired Combined Cycle | Hidalgo Energy Center | TX | 26.3417 | -98.1758 | ERCO | 176.6 | 0.85 | 149 | 168 | 70 | 2030 | CT | NG | Calpine Corp - Hidalgo | 55545¦CTG1 | 60 | 2000 | tx¦hidalgo | 39 | 2139 | 48215 | 1 | 2 | 30 | 12.0374 | CT¦NG
55545 | STG1 | Natural Gas Fired Combined Cycle | Hidalgo Energy Center | TX | 26.3417 | -98.1758 | ERCO | 198.1 | 0.85 | 172 | 182 | 50 | 2030 | CA | NG | Calpine Corp - Hidalgo | 55545¦STG1 | 720 | 2000 | tx¦hidalgo | 39 | 2139 | 48215 | 1 | 2 | 30 | 10.8409 | CA¦NG
55664 | GT-2 | Natural Gas Fired Combined Cycle | Harrison County Power Project | TX | 32.3958 | -94.4367 | SWPP | 170 | 0.85 | 144.5 | 166.6 | 100 | 2033 | CT | NG | East Texas Electric Coop, Inc | 55664¦GT-2 | 60 | 2003 | tx¦harrison | 39 | 2133 | 48203 | 1 | 2 | 30 | 11.576 | CT¦NG
55664 | GT-1 | Natural Gas Fired Combined Cycle | Harrison County Power Project | TX | 32.3958 | -94.4367 | SWPP | 170 | 0.85 | 144.5 | 166.6 | 100 | 2033 | CT | NG | East Texas Electric Coop, Inc | 55664¦GT-1 | 60 | 2003 | tx¦harrison | 39 | 2133 | 48203 | 1 | 2 | 30 | 11.576 | CT¦NG
55664 | ST-1 | Natural Gas Fired Combined Cycle | Harrison County Power Project | TX | 32.3958 | -94.4367 | SWPP | 230 | 0.85 | 225.4 | 225.4 | 50 | 2033 | CA | NG | East Texas Electric Coop, Inc | 55664¦ST-1 | 60 | 2003 | tx¦harrison | 39 | 2133 | 48203 | 1 | 2 | 30 | 10.4552 | CA¦NG
56152 | STG1 | Natural Gas Fired Combined Cycle | Freeport Energy Center | TX | 28.9888 | -95.3954 | ERCO | 80 | 0.85 | 50 | 70 | 4 | 2037 | CA | NG | Dow Chemical Co | 56152¦STG1 | 720 | 2007 | tx¦brazoria | 39 | 2051 | 48039 | 1 | 2 | 30 | 11.5684 | CA¦NG
56152 | CTG1 | Natural Gas Fired Combined Cycle | Freeport Energy Center | TX | 28.9888 | -95.3954 | ERCO | 180 | 0.85 | 169.4 | 188.7 | 110 | 2037 | CT | NG | Dow Chemical Co | 56152¦CTG1 | 720 | 2007 | tx¦brazoria | 39 | 2051 | 48039 | 1 | 2 | 30 | 11.076 | CT¦NG
56233 | STG | Natural Gas Fired Combined Cycle | EG178 Facility | TX | 32.7471 | -100.9547 | ERCO | 32.9 | 0.85 | 16 | 16 | 4 | 2035 | CA | NG | Kinder Morgan Production Company LP | 56233¦STG | 60 | 2005 | tx¦scurry | 39 | 2239 | 48415 | 1 | 2 | 30 | 12.0439 | CA¦NG
56233 | CTG1 | Natural Gas Fired Combined Cycle | EG178 Facility | TX | 32.7471 | -100.9547 | ERCO | 60.5 | 0.85 | 42 | 45 | 12 | 2035 | CT | NG | Kinder Morgan Production Company LP | 56233¦CTG1 | 60 | 2005 | tx¦scurry | 39 | 2239 | 48415 | 1 | 2 | 30 | 8.8751 | CT¦NG
56233 | CT02 | Natural Gas Fired Combined Cycle | EG178 Facility | TX | 32.7471 | -100.9547 | ERCO | 60.5 | 0.85 | 42 | 45 | 12 | 2035 | CT | NG | Kinder Morgan Production Company LP | 56233¦CT02 | 60 | 2005 | tx¦scurry | 39 | 2239 | 48415 | 1 | 2 | 30 | 8.8751 | CT¦NG
56349 | CT2B | Natural Gas Fired Combined Cycle | Quail Run Energy Center | TX | 31.8414 | -102.315 | ERCO | 86.5 | 0.85 | 68 | 84 | 55 | 2032 | CT | NG | CER Quail Run Energy Partners LP | 56349¦CT2B | 720 | 2002 | tx¦ector | 39 | 2099 | 48135 | 1 | 2 | 30 | 12.8793 | CT¦NG
56349 | CT2A | Natural Gas Fired Combined Cycle | Quail Run Energy Center | TX | 31.8414 | -102.315 | ERCO | 86.5 | 0.85 | 68 | 84 | 55 | 2032 | CT | NG | CER Quail Run Energy Partners LP | 56349¦CT2A | 720 | 2002 | tx¦ector | 39 | 2099 | 48135 | 1 | 2 | 30 | 12.8793 | CT¦NG
56349 | CT1B | Natural Gas Fired Combined Cycle | Quail Run Energy Center | TX | 31.8414 | -102.315 | ERCO | 90.6 | 0.9 | 70 | 84 | 55 | 2037 | CT | NG | CER Quail Run Energy Partners LP | 56349¦CT1B | 720 | 2007 | tx¦ector | 39 | 2099 | 48135 | 1 | 2 | 30 | 12.8793 | CT¦NG
56349 | CT1A | Natural Gas Fired Combined Cycle | Quail Run Energy Center | TX | 31.8414 | -102.315 | ERCO | 90.6 | 0.9 | 70 | 84 | 55 | 2037 | CT | NG | CER Quail Run Energy Partners LP | 56349¦CT1A | 720 | 2007 | tx¦ector | 39 | 2099 | 48135 | 1 | 2 | 30 | 12.8793 | CT¦NG
56349 | ST2 | Natural Gas Fired Combined Cycle | Quail Run Energy Center | TX | 31.8414 | -102.315 | ERCO | 98.1 | 0.9 | 98.1 | 98.1 | 58 | 2038 | CA | NG | CER Quail Run Energy Partners LP | 56349¦ST2 | 720 | 2008 | tx¦ector | 39 | 2099 | 48135 | 1 | 2 | 30 | 11.3767 | CA¦NG
56349 | ST1 | Natural Gas Fired Combined Cycle | Quail Run Energy Center | TX | 31.8414 | -102.315 | ERCO | 98.1 | 0.9 | 98.1 | 98.1 | 58 | 2037 | CA | NG | CER Quail Run Energy Partners LP | 56349¦ST1 | 720 | 2007 | tx¦ector | 39 | 2099 | 48135 | 1 | 2 | 30 | 11.4154 | CA¦NG
56350 | CT2B | Natural Gas Fired Combined Cycle | Colorado Bend Energy Center | TX | 29.2878 | -96.0683 | ERCO | 90 | 0.85 | 63 | 73 | 43 | 2032 | CT | NG | CER Colorado Bend Energy Partners LP | 56350¦CT2B | 720 | 2002 | tx¦wharton | 39 | 2272 | 48481 | 1 | 2 | 30 | 13.9394 | CT¦NG
56350 | CT2A | Natural Gas Fired Combined Cycle | Colorado Bend Energy Center | TX | 29.2878 | -96.0683 | ERCO | 90 | 0.85 | 69 | 77 | 43 | 2032 | CT | NG | CER Colorado Bend Energy Partners LP | 56350¦CT2A | 720 | 2002 | tx¦wharton | 39 | 2272 | 48481 | 1 | 2 | 30 | 13.9394 | CT¦NG
56350 | CT1B | Natural Gas Fired Combined Cycle | Colorado Bend Energy Center | TX | 29.2878 | -96.0683 | ERCO | 90 | 0.85 | 62 | 72 | 50 | 2032 | CT | NG | CER Colorado Bend Energy Partners LP | 56350¦CT1B | 720 | 2002 | tx¦wharton | 39 | 2272 | 48481 | 1 | 2 | 30 | 13.9394 | CT¦NG
56350 | CT1A | Natural Gas Fired Combined Cycle | Colorado Bend Energy Center | TX | 29.2878 | -96.0683 | ERCO | 90 | 0.85 | 70 | 79 | 50 | 2032 | CT | NG | CER Colorado Bend Energy Partners LP | 56350¦CT1A | 720 | 2002 | tx¦wharton | 39 | 2272 | 48481 | 1 | 2 | 30 | 13.9394 | CT¦NG
56350 | ST1 | Natural Gas Fired Combined Cycle | Colorado Bend Energy Center | TX | 29.2878 | -96.0683 | ERCO | 105.1 | 0.92 | 101 | 102 | 43 | 2037 | CA | NG | CER Colorado Bend Energy Partners LP | 56350¦ST1 | 720 | 2007 | tx¦wharton | 39 | 2272 | 48481 | 1 | 2 | 30 | 11.3562 | CA¦NG
56350 | ST2 | Natural Gas Fired Combined Cycle | Colorado Bend Energy Center | TX | 29.2878 | -96.0683 | ERCO | 115 | 0.85 | 103 | 108 | 38 | 2038 | CA | NG | CER Colorado Bend Energy Partners LP | 56350¦ST2 | 720 | 2008 | tx¦wharton | 39 | 2272 | 48481 | 1 | 2 | 30 | 11.2338 | CA¦NG
56806 | 42 | Natural Gas Fired Combined Cycle | Cedar Bayou 4 | TX | 29.7516 | -94.9231 | ERCO | 178.5 | 0.85 | 165 | 207 | 130 | 2039 | CT | NG | NRG Cedar Bayou Development Company LLC | 56806¦42 | 720 | 2009 | tx¦chambers | 39 | 2067 | 48071 | 1 | 2 | 30 | 11.8828 | CT¦NG
56806 | 41 | Natural Gas Fired Combined Cycle | Cedar Bayou 4 | TX | 29.7516 | -94.9231 | ERCO | 178.5 | 0.85 | 165 | 207 | 130 | 2039 | CT | NG | NRG Cedar Bayou Development Company LLC | 56806¦41 | 720 | 2009 | tx¦chambers | 39 | 2067 | 48071 | 1 | 2 | 30 | 11.8828 | CT¦NG
56806 | 4 | Natural Gas Fired Combined Cycle | Cedar Bayou 4 | TX | 29.7516 | -94.9231 | ERCO | 178.5 | 0.85 | 172 | 185 | 70 | 2039 | CA | NG | NRG Cedar Bayou Development Company LLC | 56806¦4 | 720 | 2009 | tx¦chambers | 39 | 2067 | 48071 | 1 | 2 | 30 | 10.6583 | CA¦NG
58001 | CTG-4 | Natural Gas Fired Combined Cycle | Panda Temple Power Station | TX | 31.0558 | -97.3172 | ERCO | 232 | 0.85 | 211 | 230 | 140 | 2045 | CT | NG | PPG - O&M Panda Temple Power LLC | 58001¦CTG-4 | 60 | 2015 | tx¦bell | 39 | 2045 | 48027 | 1 | 2 | 30 | 11.7014 | CT¦NG
58001 | CTG-3 | Natural Gas Fired Combined Cycle | Panda Temple Power Station | TX | 31.0558 | -97.3172 | ERCO | 232 | 0.85 | 211 | 230 | 140 | 2045 | CT | NG | PPG - O&M Panda Temple Power LLC | 58001¦CTG-3 | 60 | 2015 | tx¦bell | 39 | 2045 | 48027 | 1 | 2 | 30 | 11.7014 | CT¦NG
58001 | CTG-2 | Natural Gas Fired Combined Cycle | Panda Temple Power Station | TX | 31.0558 | -97.3172 | ERCO | 232 | 0.85 | 211 | 230 | 140 | 2044 | CT | NG | PPG - O&M Panda Temple Power LLC | 58001¦CTG-2 | 60 | 2014 | tx¦bell | 39 | 2045 | 48027 | 1 | 2 | 30 | 11.7014 | CT¦NG
58001 | CTG-1 | Natural Gas Fired Combined Cycle | Panda Temple Power Station | TX | 31.0558 | -97.3172 | ERCO | 232 | 0.85 | 211 | 230 | 140 | 2044 | CT | NG | PPG - O&M Panda Temple Power LLC | 58001¦CTG-1 | 60 | 2014 | tx¦bell | 39 | 2045 | 48027 | 1 | 2 | 30 | 11.7014 | CT¦NG
58001 | STG-2 | Natural Gas Fired Combined Cycle | Panda Temple Power Station | TX | 31.0558 | -97.3172 | ERCO | 339.2 | 0.85 | 312 | 326 | 70 | 2045 | CA | NG | PPG - O&M Panda Temple Power LLC | 58001¦STG-2 | 720 | 2015 | tx¦bell | 39 | 2045 | 48027 | 1 | 2 | 30 | 9.0677 | CA¦NG
58001 | STG-1 | Natural Gas Fired Combined Cycle | Panda Temple Power Station | TX | 31.0558 | -97.3172 | ERCO | 339.2 | 0.85 | 312 | 326 | 70 | 2044 | CA | NG | PPG - O&M Panda Temple Power LLC | 58001¦STG-1 | 720 | 2014 | tx¦bell | 39 | 2045 | 48027 | 1 | 2 | 30 | 9.1064 | CA¦NG
58005 | CTG-2 | Natural Gas Fired Combined Cycle | Panda Sherman Power Station | TX | 33.5826 | -96.6179 | ERCO | 232 | 0.85 | 204 | 232 | 135 | 2044 | CT | NG | PPG - O&M Panda Sherman Power LLC | 58005¦CTG-2 | 60 | 2014 | tx¦grayson | 39 | 2122 | 48181 | 1 | 2 | 30 | 11.4376 | CT¦NG
58005 | CTG-1 | Natural Gas Fired Combined Cycle | Panda Sherman Power Station | TX | 33.5826 | -96.6179 | ERCO | 232 | 0.85 | 204 | 232 | 135 | 2044 | CT | NG | PPG - O&M Panda Sherman Power LLC | 58005¦CTG-1 | 60 | 2014 | tx¦grayson | 39 | 2122 | 48181 | 1 | 2 | 30 | 11.4376 | CT¦NG
58005 | STG-1 | Natural Gas Fired Combined Cycle | Panda Sherman Power Station | TX | 33.5826 | -96.6179 | ERCO | 339.2 | 0.85 | 309 | 331 | 86 | 2044 | CA | NG | PPG - O&M Panda Sherman Power LLC | 58005¦STG-1 | 720 | 2014 | tx¦grayson | 39 | 2122 | 48181 | 1 | 2 | 30 | 9.1064 | CA¦NG
58151 | STG04 | Natural Gas Fired Combined Cycle | Central Utility Plant - Texas A&M | TX | 30.6178 | -96.3433 | ERCO | 5 | 0.8 | 5 | 5 | 1 | 2026 | CA | NG | Texas A&M, Utilities & Energy Services | 58151¦STG04 | 60 | 1956 | tx¦brazos | 39 | 2052 | 48041 | 1 | 2 | 30 | 14.133 | CA¦NG
58151 | STG02 | Natural Gas Fired Combined Cycle | Central Utility Plant - Texas A&M | TX | 30.6178 | -96.3433 | ERCO | 11 | 0.85 | 11 | 11 | 0.5 | 2041 | CA | NG | Texas A&M, Utilities & Energy Services | 58151¦STG02 | 60 | 2011 | tx¦brazos | 39 | 2052 | 48041 | 1 | 2 | 30 | 14.133 | CA¦NG
58151 | GTG01 | Natural Gas Fired Combined Cycle | Central Utility Plant - Texas A&M | TX | 30.6178 | -96.3433 | ERCO | 34.1 | 0.85 | 32.4 | 34.1 | 27 | 2041 | CT | NG | Texas A&M, Utilities & Energy Services | 58151¦GTG01 | 60 | 2011 | tx¦brazos | 39 | 2052 | 48041 | 1 | 2 | 30 | 10.7036 | CT¦NG
59812 | CGT5 | Natural Gas Fired Combined Cycle | Wolf Hollow II | TX | 32.3377 | -97.7346 | ERCO | 360 | 0.9 | 317.9 | 335 | 125.8 | 2047 | CT | NG | Exelon Power | 59812¦CGT5 | 720 | 2017 | tx¦hood | 39 | 2142 | 48221 | 1 | 2 | 30 | 7.2718 | CT¦NG
59812 | CGT4 | Natural Gas Fired Combined Cycle | Wolf Hollow II | TX | 32.3377 | -97.7346 | ERCO | 360 | 0.9 | 314.1 | 335 | 125.8 | 2047 | CT | NG | Exelon Power | 59812¦CGT4 | 720 | 2017 | tx¦hood | 39 | 2142 | 48221 | 1 | 2 | 30 | 7.2718 | CT¦NG
59812 | STG6 | Natural Gas Fired Combined Cycle | Wolf Hollow II | TX | 32.3377 | -97.7346 | ERCO | 511.2 | 0.9 | 432 | 460 | 180.9 | 2047 | CA | NG | Exelon Power | 59812¦STG6 | 720 | 2017 | tx¦hood | 39 | 2142 | 48221 | 1 | 2 | 30 | 7.2041 | CA¦NG
60122 | CT8 | Natural Gas Fired Combined Cycle | Colorado Bend II | TX | 29.2894 | -96.0654 | ERCO | 360.9 | 0.9 | 313.2 | 350 | 129 | 2047 | CT | NG | Exelon Power | 60122¦CT8 | 720 | 2017 | tx¦wharton | 39 | 2272 | 48481 | 1 | 2 | 30 | 7.0424 | CT¦NG
60122 | CT7 | Natural Gas Fired Combined Cycle | Colorado Bend II | TX | 29.2894 | -96.0654 | ERCO | 360.9 | 0.9 | 313.2 | 350 | 129 | 2047 | CT | NG | Exelon Power | 60122¦CT7 | 720 | 2017 | tx¦wharton | 39 | 2272 | 48481 | 1 | 2 | 30 | 7.0424 | CT¦NG
60122 | STG9 | Natural Gas Fired Combined Cycle | Colorado Bend II | TX | 29.2894 | -96.0654 | ERCO | 508.5 | 0.9 | 461.4 | 498 | 187.1 | 2047 | CA | NG | Exelon Power | 60122¦STG9 | 720 | 2017 | tx¦wharton | 39 | 2272 | 48481 | 1 | 2 | 30 | 7.0243 | CA¦NG
9 | 1 | Natural Gas Fired Combustion Turbine | Copper | TX | 31.7569 | -106.375 | EPE | 86.9 | 0.9 | 64 | 64 | 3 | 2025 | GT | NG | El Paso Electric Co | 9¦1 | 10 | 1980 | tx¦el paso | 39 | 2101 | 48141 | 1 | 3 | 25 | 16.5139 | GT¦NG
3439 | 5 | Natural Gas Fired Combustion Turbine | Laredo | TX | 27.5667 | -99.5089 | ERCO | 131.8 | 0.85 | 87.3 | 94.4 | 35 | 2033 | GT | NG | Topaz Power Group LLC | 3439¦5 | 10 | 2008 | tx¦webb | 39 | 2271 | 48479 | 1 | 3 | 25 | 9.9195 | GT¦NG
3439 | 4 | Natural Gas Fired Combustion Turbine | Laredo | TX | 27.5667 | -99.5089 | ERCO | 131.8 | 0.85 | 90.1 | 97.4 | 35 | 2033 | GT | NG | Topaz Power Group LLC | 3439¦4 | 10 | 2008 | tx¦webb | 39 | 2271 | 48479 | 1 | 3 | 25 | 9.9195 | GT¦NG
3464 | 84 | Natural Gas Fired Combustion Turbine | Greens Bayou | TX | 29.8222 | -95.2194 | ERCO | 72 | 0.9 | 64 | 64 | 30 | 2021 | GT | NG | NRG Texas Power LLC | 3464¦84 | 60 | 1976 | tx¦harris | 39 | 2132 | 48201 | 1 | 3 | 25 | 14.4764 | GT¦NG
3464 | 83 | Natural Gas Fired Combustion Turbine | Greens Bayou | TX | 29.8222 | -95.2194 | ERCO | 72 | 0.9 | 64 | 64 | 30 | 2021 | GT | NG | NRG Texas Power LLC | 3464¦83 | 60 | 1976 | tx¦harris | 39 | 2132 | 48201 | 1 | 3 | 25 | 14.4764 | GT¦NG
3464 | 82 | Natural Gas Fired Combustion Turbine | Greens Bayou | TX | 29.8222 | -95.2194 | ERCO | 72 | 0.9 | 64 | 64 | 30 | 2021 | GT | NG | NRG Texas Power LLC | 3464¦82 | 60 | 1976 | tx¦harris | 39 | 2132 | 48201 | 1 | 3 | 25 | 14.4764 | GT¦NG
3464 | 81 | Natural Gas Fired Combustion Turbine | Greens Bayou | TX | 29.8222 | -95.2194 | ERCO | 72 | 0.9 | 54 | 54 | 30 | 2021 | GT | NG | NRG Texas Power LLC | 3464¦81 | 60 | 1976 | tx¦harris | 39 | 2132 | 48201 | 1 | 3 | 25 | 14.4764 | GT¦NG
3464 | 74 | Natural Gas Fired Combustion Turbine | Greens Bayou | TX | 29.8222 | -95.2194 | ERCO | 72 | 0.9 | 54 | 54 | 30 | 2021 | GT | NG | NRG Texas Power LLC | 3464¦74 | 60 | 1976 | tx¦harris | 39 | 2132 | 48201 | 1 | 3 | 25 | 14.4764 | GT¦NG
3464 | 73 | Natural Gas Fired Combustion Turbine | Greens Bayou | TX | 29.8222 | -95.2194 | ERCO | 72 | 0.9 | 54 | 54 | 30 | 2021 | GT | NG | NRG Texas Power LLC | 3464¦73 | 60 | 1976 | tx¦harris | 39 | 2132 | 48201 | 1 | 3 | 25 | 14.4764 | GT¦NG
3468 | GT2 | Natural Gas Fired Combustion Turbine | Sam Bertron | TX | 29.7268 | -95.0598 | ERCO | 16.3 | 0.85 | 13 | 13 | 5 | 2032 | GT | NG | NRG Texas Power LLC | 3468¦GT2 | 60 | 1967 | tx¦harris | 39 | 2132 | 48201 | 1 | 3 | 25 | 11.6082
3469 | GT1 | Natural Gas Fired Combustion Turbine | T H Wharton | TX | 29.9417 | -95.5306 | ERCO | 16.3 | 0.85 | 13 | 13 | 5 | 2032 | GT | NG | NRG Texas Power LLC | 3469¦GT1 | 60 | 1967 | tx¦harris | 39 | 2132 | 48201 | 1 | 3 | 25 | 15.0513 | GT¦NG
3469 | 56 | Natural Gas Fired Combustion Turbine | T H Wharton | TX | 29.9417 | -95.5306 | ERCO | 85 | 0.9 | 58 | 58 | 38 | 2020 | GT | NG | NRG Texas Power LLC | 3469¦56 | 60 | 1975 | tx¦harris | 39 | 2132 | 48201 | 1 | 3 | 25 | 15.0513 | GT¦NG
3469 | 55 | Natural Gas Fired Combustion Turbine | T H Wharton | TX | 29.9417 | -95.5306 | ERCO | 85 | 0.9 | 58 | 58 | 42 | 2020 | GT | NG | NRG Texas Power LLC | 3469¦55 | 60 | 1975 | tx¦harris | 39 | 2132 | 48201 | 1 | 3 | 25 | 15.0513 | GT¦NG
3469 | 54 | Natural Gas Fired Combustion Turbine | T H Wharton | TX | 29.9417 | -95.5306 | ERCO | 85 | 0.9 | 58 | 58 | 48 | 2020 | GT | NG | NRG Texas Power LLC | 3469¦54 | 60 | 1975 | tx¦harris | 39 | 2132 | 48201 | 1 | 3 | 25 | 15.0513 | GT¦NG
3469 | 53 | Natural Gas Fired Combustion Turbine | T H Wharton | TX | 29.9417 | -95.5306 | ERCO | 85 | 0.9 | 58 | 58 | 42 | 2020 | GT | NG | NRG Texas Power LLC | 3469¦53 | 60 | 1975 | tx¦harris | 39 | 2132 | 48201 | 1 | 3 | 25 | 15.0513 | GT¦NG
3469 | 52 | Natural Gas Fired Combustion Turbine | T H Wharton | TX | 29.9417 | -95.5306 | ERCO | 85 | 0.9 | 58 | 58 | 38 | 2020 | GT | NG | NRG Texas Power LLC | 3469¦52 | 60 | 1975 | tx¦harris | 39 | 2132 | 48201 | 1 | 3 | 25 | 15.0513 | GT¦NG
3469 | 51 | Natural Gas Fired Combustion Turbine | T H Wharton | TX | 29.9417 | -95.5306 | ERCO | 85 | 0.9 | 58 | 58 | 40 | 2020 | GT | NG | NRG Texas Power LLC | 3469¦51 | 60 | 1975 | tx¦harris | 39 | 2132 | 48201 | 1 | 3 | 25 | 15.0513 | GT¦NG
3470 | GT1 | Natural Gas Fired Combustion Turbine | W A Parish | TX | 29.4828 | -95.6311 | ERCO | 16.3 | 0.85 | 13 | 13 | 3 | 2032 | GT | NG | NRG Texas Power LLC | 3470¦GT1 | 60 | 1967 | tx¦fort bend | 39 | 2110 | 48157 | 1 | 3 | 25 | 12.3786 | GT¦NG
3482 | 4 | Natural Gas Fired Combustion Turbine | Jones | TX | 33.5239 | -101.7392 | SWPP | 182.7 | 0.9 | 168 | 183 | 116 | 2038 | GT | NG | Southwestern Public Service Co | 3482¦4 | 60 | 2013 | tx¦lubbock | 39 | 2183 | 48303 | 1 | 3 | 25 | 9.802 | GT¦NG
3482 | 3 | Natural Gas Fired Combustion Turbine | Jones | TX | 33.5239 | -101.7392 | SWPP | 182.7 | 0.9 | 166 | 183 | 114 | 2036 | GT | NG | Southwestern Public Service Co | 3482¦3 | 60 | 2011 | tx¦lubbock | 39 | 2183 | 48303 | 1 | 3 | 25 | 9.802 | GT¦NG
3492 | CT6 | Natural Gas Fired Combustion Turbine | Morgan Creek | TX | 32.3358 | -100.9156 | ERCO | 89.4 | 0.9 | 68 | 82 | 30 | 2033 | GT | NG | Luminant Generation Company LLC | 3492¦CT6 | 60 | 1988 | tx¦mitchell | 39 | 2199 | 48335 | 1 | 3 | 25 | 15.5754 | GT¦NG
3492 | CT5 | Natural Gas Fired Combustion Turbine | Morgan Creek | TX | 32.3358 | -100.9156 | ERCO | 89.4 | 0.9 | 68 | 80 | 30 | 2033 | GT | NG | Luminant Generation Company LLC | 3492¦CT5 | 60 | 1988 | tx¦mitchell | 39 | 2199 | 48335 | 1 | 3 | 25 | 15.5754 | GT¦NG
3492 | CT4 | Natural Gas Fired Combustion Turbine | Morgan Creek | TX | 32.3358 | -100.9156 | ERCO | 89.4 | 0.9 | 67 | 81 | 30 | 2033 | GT | NG | Luminant Generation Company LLC | 3492¦CT4 | 60 | 1988 | tx¦mitchell | 39 | 2199 | 48335 | 1 | 3 | 25 | 15.5754 | GT¦NG
3492 | CT3 | Natural Gas Fired Combustion Turbine | Morgan Creek | TX | 32.3358 | -100.9156 | ERCO | 89.4 | 0.9 | 66 | 80 | 30 | 2033 | GT | NG | Luminant Generation Company LLC | 3492¦CT3 | 60 | 1988 | tx¦mitchell | 39 | 2199 | 48335 | 1 | 3 | 25 | 15.5754 | GT¦NG
3492 | CT2 | Natural Gas Fired Combustion Turbine | Morgan Creek | TX | 32.3358 | -100.9156 | ERCO | 89.4 | 0.9 | 66 | 80 | 30 | 2033 | GT | NG | Luminant Generation Company LLC | 3492¦CT2 | 60 | 1988 | tx¦mitchell | 39 | 2199 | 48335 | 1 | 3 | 25 | 15.5754 | GT¦NG
3492 | CT1 | Natural Gas Fired Combustion Turbine | Morgan Creek | TX | 32.3358 | -100.9156 | ERCO | 89.4 | 0.9 | 67 | 82 | 30 | 2033 | GT | NG | Luminant Generation Company LLC | 3492¦CT1 | 60 | 1988 | tx¦mitchell | 39 | 2199 | 48335 | 1 | 3 | 25 | 15.5754 | GT¦NG
3494 | CT5 | Natural Gas Fired Combustion Turbine | Permian Basin | TX | 31.5839 | -102.9633 | ERCO | 89.4 | 0.9 | 65 | 79 | 41 | 2035 | GT | NG | Luminant Generation Company LLC | 3494¦CT5 | 60 | 1990 | tx¦ward | 39 | 2269 | 48475 | 1 | 3 | 25 | 14.1625 | GT¦NG
3494 | CT4 | Natural Gas Fired Combustion Turbine | Permian Basin | TX | 31.5839 | -102.9633 | ERCO | 89.4 | 0.9 | 64 | 75 | 41 | 2035 | GT | NG | Luminant Generation Company LLC | 3494¦CT4 | 60 | 1990 | tx¦ward | 39 | 2269 | 48475 | 1 | 3 | 25 | 14.1625 | GT¦NG
3494 | CT3 | Natural Gas Fired Combustion Turbine | Permian Basin | TX | 31.5839 | -102.9633 | ERCO | 89.4 | 0.9 | 64 | 78 | 41 | 2033 | GT | NG | Luminant Generation Company LLC | 3494¦CT3 | 60 | 1988 | tx¦ward | 39 | 2269 | 48475 | 1 | 3 | 25 | 14.1625 | GT¦NG
3494 | CT2 | Natural Gas Fired Combustion Turbine | Permian Basin | TX | 31.5839 | -102.9633 | ERCO | 89.4 | 0.9 | 64 | 76 | 41 | 2033 | GT | NG | Luminant Generation Company LLC | 3494¦CT2 | 60 | 1988 | tx¦ward | 39 | 2269 | 48475 | 1 | 3 | 25 | 14.1625 | GT¦NG
3494 | CT1 | Natural Gas Fired Combustion Turbine | Permian Basin | TX | 31.5839 | -102.9633 | ERCO | 89.4 | 0.9 | 64 | 79 | 41 | 2033 | GT | NG | Luminant Generation Company LLC | 3494¦CT1 | 60 | 1988 | tx¦ward | 39 | 2269 | 48475 | 1 | 3 | 25 | 14.1625 | GT¦NG
3548 | GT4 | Natural Gas Fired Combustion Turbine | Decker Creek | TX | 30.3033 | -97.6128 | ERCO | 51.5 | 0.9 | 52 | 60 | 49 | 2033 | GT | NG | Austin Energy | 3548¦GT4 | 10 | 1988 | tx¦travis | 39 | 2258 | 48453 | 1 | 3 | 25 | 8.6898 | GT¦NG
3548 | GT3 | Natural Gas Fired Combustion Turbine | Decker Creek | TX | 30.3033 | -97.6128 | ERCO | 51.5 | 0.9 | 52 | 60 | 49 | 2033 | GT | NG | Austin Energy | 3548¦GT3 | 10 | 1988 | tx¦travis | 39 | 2258 | 48453 | 1 | 3 | 25 | 8.6898 | GT¦NG
3548 | GT2 | Natural Gas Fired Combustion Turbine | Decker Creek | TX | 30.3033 | -97.6128 | ERCO | 51.5 | 0.9 | 52 | 60 | 49 | 2033 | GT | NG | Austin Energy | 3548¦GT2 | 10 | 1988 | tx¦travis | 39 | 2258 | 48453 | 1 | 3 | 25 | 8.6898 | GT¦NG
3548 | GT1 | Natural Gas Fired Combustion Turbine | Decker Creek | TX | 30.3033 | -97.6128 | ERCO | 51.5 | 0.9 | 52 | 60 | 49 | 2033 | GT | NG | Austin Energy | 3548¦GT1 | 10 | 1988 | tx¦travis | 39 | 2258 | 48453 | 1 | 3 | 25 | 8.6898 | GT¦NG
3559 | 10 | Natural Gas Fired Combustion Turbine | Silas Ray | TX | 25.9131 | -97.5214 | ERCO | 61 | 0.85 | 45 | 48 | 15 | 2029 | GT | NG | Brownsville Public Utilities Board | 3559¦10 | 60 | 2004 | tx¦cameron | 39 | 2062 | 48061 | 1 | 3 | 25 | 11.9302 | GT¦NG
3561 | 7 | Natural Gas Fired Combustion Turbine | Bryan (TX) | TX | 30.6474 | -96.3723 | ERCO | 22 | 0.9 | 21 | 21 | 5 | 2020 | GT | NG | City of Bryan - (TX) | 3561¦7 | 60 | 1975 | tx¦brazos | 39 | 2052 | 48041 | 1 | 3 | 25 | 12.8561 | GT¦NG
3576 | 4 | Natural Gas Fired Combustion Turbine | Ray Olinger | TX | 33.0681 | -96.4525 | ERCO | 82.7 | 0.85 | 75 | 81 | 55 | 2026 | GT | NG | City of Garland - (TX) | 3576¦4 | 60 | 2001 | tx¦collin | 39 | 2074 | 48085 | 1 | 3 | 25 | 13.3445 | GT¦NG
3602 | GT2 | Natural Gas Fired Combustion Turbine | Ty Cooke | TX | 33.5211 | -101.7906 | SWPP | 18.5 | 0.9 | 16 | 18.5 | 16 | 2036 | GT | NG | City of Lubbock - (TX) | 3602¦GT2 | 60 | 1971 | tx¦lubbock | 39 | 2183 | 48303 | 1 | 3 | 25 | 15.8327 | GT¦NG
3602 | GT3 | Natural Gas Fired Combustion Turbine | Ty Cooke | TX | 33.5211 | -101.7906 | SWPP | 22 | 0.9 | 16 | 18 | 16 | 2019 | GT | NG | City of Lubbock - (TX) | 3602¦GT3 | 60 | 1974 | tx¦lubbock | 39 | 2183 | 48303 | 1 | 3 | 25 | 15.8327 | GT¦NG
3609 | CGT4 | Natural Gas Fired Combustion Turbine | Leon Creek | TX | 29.3525 | -98.5761 | ERCO | 57.4 | 0.85 | 46 | 46 | 20 | 2029 | GT | NG | City of San Antonio - (TX) | 3609¦CGT4 | 60 | 2004 | tx¦bexar | 39 | 2046 | 48029 | 1 | 3 | 25 | 10.5957 | GT¦NG
3609 | CGT3 | Natural Gas Fired Combustion Turbine | Leon Creek | TX | 29.3525 | -98.5761 | ERCO | 57.4 | 0.85 | 44 | 44 | 20 | 2029 | GT | NG | City of San Antonio - (TX) | 3609¦CGT3 | 60 | 2004 | tx¦bexar | 39 | 2046 | 48029 | 1 | 3 | 25 | 10.5957 | GT¦NG
3609 | CGT2 | Natural Gas Fired Combustion Turbine | Leon Creek | TX | 29.3525 | -98.5761 | ERCO | 57.4 | 0.85 | 46 | 46 | 20 | 2029 | GT | NG | City of San Antonio - (TX) | 3609¦CGT2 | 60 | 2004 | tx¦bexar | 39 | 2046 | 48029 | 1 | 3 | 25 | 10.5957 | GT¦NG
3609 | CGT1 | Natural Gas Fired Combustion Turbine | Leon Creek | TX | 29.3525 | -98.5761 | ERCO | 57.4 | 0.85 | 46 | 46 | 20 | 2029 | GT | NG | City of San Antonio - (TX) | 3609¦CGT1 | 60 | 2004 | tx¦bexar | 39 | 2046 | 48029 | 1 | 3 | 25 | 10.5957 | GT¦NG
3612 | 8 | Natural Gas Fired Combustion Turbine | V H Braunig | TX | 29.2567 | -98.3825 | ERCO | 61 | 0.85 | 47 | 47 | 20 | 2035 | GT | NG | City of San Antonio - (TX) | 3612¦8 | 60 | 2010 | tx¦bexar | 39 | 2046 | 48029 | 1 | 3 | 25 | 10.6099 | GT¦NG
3612 | 7 | Natural Gas Fired Combustion Turbine | V H Braunig | TX | 29.2567 | -98.3825 | ERCO | 61 | 0.85 | 48 | 48 | 20 | 2035 | GT | NG | City of San Antonio - (TX) | 3612¦7 | 60 | 2010 | tx¦bexar | 39 | 2046 | 48029 | 1 | 3 | 25 | 10.6099 | GT¦NG
3612 | 6 | Natural Gas Fired Combustion Turbine | V H Braunig | TX | 29.2567 | -98.3825 | ERCO | 61 | 0.85 | 48 | 48 | 20 | 2035 | GT | NG | City of San Antonio - (TX) | 3612¦6 | 60 | 2010 | tx¦bexar | 39 | 2046 | 48029 | 1 | 3 | 25 | 10.6099 | GT¦NG
3612 | 5 | Natural Gas Fired Combustion Turbine | V H Braunig | TX | 29.2567 | -98.3825 | ERCO | 61 | 0.85 | 48 | 48 | 20 | 2035 | GT | NG | City of San Antonio - (TX) | 3612¦5 | 60 | 2010 | tx¦bexar | 39 | 2046 | 48029 | 1 | 3 | 25 | 10.6099 | GT¦NG
3628 | 5 | Natural Gas Fired Combustion Turbine | R W Miller | TX | 32.6581 | -98.3103 | ERCO | 118.8 | 0.9 | 104 | 104 | 35 | 2019 | GT | NG | Brazos Electric Power Coop Inc | 3628¦5 | 60 | 1994 | tx¦palo pinto | 39 | 2213 | 48363 | 1 | 3 | 25 | 15.215 | GT¦NG
3628 | 4 | Natural Gas Fired Combustion Turbine | R W Miller | TX | 32.6581 | -98.3103 | ERCO | 118.8 | 0.9 | 104 | 104 | 35 | 2019 | GT | NG | Brazos Electric Power Coop Inc | 3628¦4 | 60 | 1994 | tx¦palo pinto | 39 | 2213 | 48363 | 1 | 3 | 25 | 15.215 | GT¦NG
3631 | 2 | Natural Gas Fired Combustion Turbine | Sam Rayburn | TX | 28.8947 | -97.135 | ERCO | 11.2 | 0.85 | 11.5 | 14 | 4 | 2028 | GT | NG | South Texas Electric Coop, Inc | 3631¦2 | 60 | 1963 | tx¦victoria | 39 | 2266 | 48469 | 1 | 3 | 25 | 12.3707 | GT¦NG
3631 | 1 | Natural Gas Fired Combustion Turbine | Sam Rayburn | TX | 28.8947 | -97.135 | ERCO | 11.2 | 0.85 | 10.5 | 13 | 4 | 2028 | GT | NG | South Texas Electric Coop, Inc | 3631¦1 | 60 | 1963 | tx¦victoria | 39 | 2266 | 48469 | 1 | 3 | 25 | 12.3707 | GT¦NG
6243 | 3 | Natural Gas Fired Combustion Turbine | Dansby | TX | 30.7217 | -96.4608 | ERCO | 49.1 | 0.85 | 47.1 | 48.1 | 12 | 2035 | GT | NG | City of Bryan - (TX) | 6243¦3 | 60 | 2010 | tx¦brazos | 39 | 2052 | 48041 | 1 | 3 | 25 | 10.4984 | GT¦NG
6243 | 2 | Natural Gas Fired Combustion Turbine | Dansby | TX | 30.7217 | -96.4608 | ERCO | 49.1 | 0.85 | 47.1 | 48.1 | 12 | 2029 | GT | NG | City of Bryan - (TX) | 6243¦2 | 60 | 2004 | tx¦brazos | 39 | 2052 | 48041 | 1 | 3 | 25 | 10.4984 | GT¦NG
7131 | 1 | Natural Gas Fired Combustion Turbine | Brandon Station | TX | 33.5853 | -101.8861 | SWPP | 21 | 0.9 | 20 | 21.5 | 20 | 2035 | GT | NG | City of Lubbock - (TX) | 7131¦1 | 60 | 1990 | tx¦lubbock | 39 | 2183 | 48303 | 1 | 3 | 25 | 10.2849 | GT¦NG
7325 | 2 | Natural Gas Fired Combustion Turbine | San Jacinto Steam Electric Station | TX | 29.6948 | -95.0406 | ERCO | 88.2 | 0.85 | 81 | 81 | 50 | 2020 | GT | NG | NRG Texas Power LLC | 7325¦2 | 60 | 1995 | tx¦harris | 39 | 2132 | 48201 | 1 | 3 | 25 | 13.0649 | GT¦NG
7325 | 1 | Natural Gas Fired Combustion Turbine | San Jacinto Steam Electric Station | TX | 29.6948 | -95.0406 | ERCO | 88.2 | 0.85 | 81 | 81 | 50 | 2020 | GT | NG | NRG Texas Power LLC | 7325¦1 | 60 | 1995 | tx¦harris | 39 | 2132 | 48201 | 1 | 3 | 25 | 13.0649 | GT¦NG
7900 | SH7 | Natural Gas Fired Combustion Turbine | Sand Hill | TX | 30.2098 | -97.6129 | ERCO | 51.4 | 0.9 | 47.3 | 47.3 | 12 | 2035 | GT | NG | Austin Energy | 7900¦SH7 | 10 | 2010 | tx¦travis | 39 | 2258 | 48453 | 1 | 3 | 25 | 9.694 | GT¦NG
7900 | SH6 | Natural Gas Fired Combustion Turbine | Sand Hill | TX | 30.2098 | -97.6129 | ERCO | 51.4 | 0.9 | 47.3 | 47.3 | 15 | 2035 | GT | NG | Austin Energy | 7900¦SH6 | 10 | 2010 | tx¦travis | 39 | 2258 | 48453 | 1 | 3 | 25 | 9.694 | GT¦NG
7900 | SH4 | Natural Gas Fired Combustion Turbine | Sand Hill | TX | 30.2098 | -97.6129 | ERCO | 51.4 | 0.85 | 47.3 | 47.3 | 12 | 2026 | GT | NG | Austin Energy | 7900¦SH4 | 10 | 2001 | tx¦travis | 39 | 2258 | 48453 | 1 | 3 | 25 | 9.694 | GT¦NG
7900 | SH3 | Natural Gas Fired Combustion Turbine | Sand Hill | TX | 30.2098 | -97.6129 | ERCO | 51.4 | 0.85 | 47.3 | 47.3 | 12 | 2026 | GT | NG | Austin Energy | 7900¦SH3 | 10 | 2001 | tx¦travis | 39 | 2258 | 48453 | 1 | 3 | 25 | 9.694 | GT¦NG
7900 | SH2 | Natural Gas Fired Combustion Turbine | Sand Hill | TX | 30.2098 | -97.6129 | ERCO | 51.4 | 0.85 | 47.3 | 47.3 | 12 | 2026 | GT | NG | Austin Energy | 7900¦SH2 | 10 | 2001 | tx¦travis | 39 | 2258 | 48453 | 1 | 3 | 25 | 9.694 | GT¦NG
7900 | SH1 | Natural Gas Fired Combustion Turbine | Sand Hill | TX | 30.2098 | -97.6129 | ERCO | 51.4 | 0.85 | 47.3 | 47.3 | 12 | 2026 | GT | NG | Austin Energy | 7900¦SH1 | 10 | 2001 | tx¦travis | 39 | 2258 | 48453 | 1 | 3 | 25 | 9.694 | GT¦NG
8063 | CT4 | Natural Gas Fired Combustion Turbine | DeCordova Steam Electric Station | TX | 32.4031 | -97.7006 | ERCO | 89.4 | 0.9 | 71 | 86 | 60 | 2035 | GT | NG | Luminant Generation Company LLC | 8063¦CT4 | 60 | 1990 | tx¦hood | 39 | 2142 | 48221 | 1 | 3 | 25 | 13.0142 | GT¦NG
8063 | CT3 | Natural Gas Fired Combustion Turbine | DeCordova Steam Electric Station | TX | 32.4031 | -97.7006 | ERCO | 89.4 | 0.9 | 70 | 86 | 60 | 2035 | GT | NG | Luminant Generation Company LLC | 8063¦CT3 | 60 | 1990 | tx¦hood | 39 | 2142 | 48221 | 1 | 3 | 25 | 13.0142 | GT¦NG
8063 | CT2 | Natural Gas Fired Combustion Turbine | DeCordova Steam Electric Station | TX | 32.4031 | -97.7006 | ERCO | 89.4 | 0.9 | 70 | 87 | 60 | 2035 | GT | NG | Luminant Generation Company LLC | 8063¦CT2 | 60 | 1990 | tx¦hood | 39 | 2142 | 48221 | 1 | 3 | 25 | 13.0142 | GT¦NG
8063 | CT1 | Natural Gas Fired Combustion Turbine | DeCordova Steam Electric Station | TX | 32.4031 | -97.7006 | ERCO | 89.4 | 0.9 | 71 | 88 | 60 | 2035 | GT | NG | Luminant Generation Company LLC | 8063¦CT1 | 60 | 1990 | tx¦hood | 39 | 2142 | 48221 | 1 | 3 | 25 | 13.0142 | GT¦NG
10154 | GEN1 | Natural Gas Fired Combustion Turbine | Power Island | TX | 29.2293 | -95.1952 | ERCO | 41 | 0.85 | 30 | 38 | 29 | 2030 | GT | NG | INEOS USA LLC | 10154¦GEN1 | 720 | 1985 | tx¦brazoria | 39 | 2051 | 48039 | 1 | 3 | 25 | 18.565 | GT¦NG
10243 | GEN5 | Natural Gas Fired Combustion Turbine | Ticona Polymers Inc | TX | 27.5697 | -97.8228 | ERCO | 44.2 | 0.9 | 32.5 | 38 | 18 | 2034 | GT | NG | Ticona Polymers Inc | 10243¦GEN5 | 720 | 1989 | tx¦nueces | 39 | 2209 | 48355 | 1 | 3 | 25 | 12.8196 | GT¦NG
10261 | GEN2 | Natural Gas Fired Combustion Turbine | Enterprise Products Operating | TX | 29.8247 | -94.9197 | ERCO | 2.5 | 0.8 | 2.3 | 2.2 | 2.2 | 2029 | GT | NG | Enterprise Products Optg LP | 10261¦GEN2 | 720 | 1984 | tx¦chambers | 39 | 2067 | 48071 | 1 | 3 | 25 | 15.2212 | GT¦NG
10261 | GEN1 | Natural Gas Fired Combustion Turbine | Enterprise Products Operating | TX | 29.8247 | -94.9197 | ERCO | 2.5 | 0.8 | 2.3 | 2.2 | 2.2 | 2029 | GT | NG | Enterprise Products Optg LP | 10261¦GEN1 | 720 | 1984 | tx¦chambers | 39 | 2067 | 48071 | 1 | 3 | 25 | 15.2212 | GT¦NG
10261 | GEN5 | Natural Gas Fired Combustion Turbine | Enterprise Products Operating | TX | 29.8247 | -94.9197 | ERCO | 3.4 | 0.8 | 3 | 2.8 | 2.8 | 2036 | GT | NG | Enterprise Products Optg LP | 10261¦GEN5 | 720 | 1991 | tx¦chambers | 39 | 2067 | 48071 | 1 | 3 | 25 | 15.2212 | GT¦NG
10261 | GEN4 | Natural Gas Fired Combustion Turbine | Enterprise Products Operating | TX | 29.8247 | -94.9197 | ERCO | 3.4 | 0.8 | 3 | 2.8 | 2.8 | 2036 | GT | NG | Enterprise Products Optg LP | 10261¦GEN4 | 720 | 1991 | tx¦chambers | 39 | 2067 | 48071 | 1 | 3 | 25 | 15.2212 | GT¦NG
10261 | GEN3 | Natural Gas Fired Combustion Turbine | Enterprise Products Operating | TX | 29.8247 | -94.9197 | ERCO | 3.4 | 0.8 | 3 | 2.8 | 2.8 | 2036 | GT | NG | Enterprise Products Optg LP | 10261¦GEN3 | 720 | 1991 | tx¦chambers | 39 | 2067 | 48071 | 1 | 3 | 25 | 15.2212 | GT¦NG
10261 | GEN8 | Natural Gas Fired Combustion Turbine | Enterprise Products Operating | TX | 29.8247 | -94.9197 | ERCO | 3.5 | 0.8 | 3 | 2.8 | 2.8 | 2021 | GT | NG | Enterprise Products Optg LP | 10261¦GEN8 | 720 | 1996 | tx¦chambers | 39 | 2067 | 48071 | 1 | 3 | 25 | 15.2212 | GT¦NG
10261 | GEN7 | Natural Gas Fired Combustion Turbine | Enterprise Products Operating | TX | 29.8247 | -94.9197 | ERCO | 3.5 | 0.8 | 3 | 2.8 | 2.8 | 2021 | GT | NG | Enterprise Products Optg LP | 10261¦GEN7 | 720 | 1996 | tx¦chambers | 39 | 2067 | 48071 | 1 | 3 | 25 | 15.2212 | GT¦NG
10261 | GEN6 | Natural Gas Fired Combustion Turbine | Enterprise Products Operating | TX | 29.8247 | -94.9197 | ERCO | 3.5 | 0.8 | 3 | 2.8 | 2.8 | 2021 | GT | NG | Enterprise Products Optg LP | 10261¦GEN6 | 720 | 1996 | tx¦chambers | 39 | 2067 | 48071 | 1 | 3 | 25 | 15.2212 | GT¦NG
10298 | GT3 | Natural Gas Fired Combustion Turbine | Bayou Cogen Plant | TX | 29.6225 | -95.0458 | ERCO | 76.5 | 0.8 | 75 | 93 | 55 | 2040 | GT | NG | Air Liquide Large Industries U S LP | 10298¦GT3 | 720 | 2015 | tx¦harris | 39 | 2132 | 48201 | 1 | 3 | 25 | 13.7909 | GT¦NG
10298 | GT2 | Natural Gas Fired Combustion Turbine | Bayou Cogen Plant | TX | 29.6225 | -95.0458 | ERCO | 76.5 | 0.8 | 75 | 93 | 55 | 2040 | GT | NG | Air Liquide Large Industries U S LP | 10298¦GT2 | 720 | 2015 | tx¦harris | 39 | 2132 | 48201 | 1 | 3 | 25 | 13.7909 | GT¦NG
10298 | GT1 | Natural Gas Fired Combustion Turbine | Bayou Cogen Plant | TX | 29.6225 | -95.0458 | ERCO | 79.6 | 0.8 | 75 | 93 | 55 | 2039 | GT | NG | Air Liquide Large Industries U S LP | 10298¦GT1 | 720 | 2014 | tx¦harris | 39 | 2132 | 48201 | 1 | 3 | 25 | 13.7909 | GT¦NG
10298 | GEN4 | Natural Gas Fired Combustion Turbine | Bayou Cogen Plant | TX | 29.6225 | -95.0458 | ERCO | 79.6 | 0.8 | 65 | 85 | 45 | 2030 | GT | NG | Air Liquide Large Industries U S LP | 10298¦GEN4 | 720 | 1985 | tx¦harris | 39 | 2132 | 48201 | 1 | 3 | 25 | 13.7909 | GT¦NG
10436 | GT44 | Natural Gas Fired Combustion Turbine | ExxonMobil Baytown Refinery | TX | 29.7535 | -94.9973 | ERCO | 24.2 | 0.8 | 18 | 24 | 16 | 2022 | GT | NG | Exxon Mobil Refining and Supply Co. | 10436¦GT44 | 720 | 1977 | tx¦harris | 39 | 2132 | 48201 | 1 | 3 | 25 | 14.0119 | GT¦NG
10436 | GT43 | Natural Gas Fired Combustion Turbine | ExxonMobil Baytown Refinery | TX | 29.7535 | -94.9973 | ERCO | 24.2 | 0.8 | 18 | 24 | 16 | 2022 | GT | NG | Exxon Mobil Refining and Supply Co. | 10436¦GT43 | 720 | 1977 | tx¦harris | 39 | 2132 | 48201 | 1 | 3 | 25 | 14.0119 | GT¦NG
10436 | GT42 | Natural Gas Fired Combustion Turbine | ExxonMobil Baytown Refinery | TX | 29.7535 | -94.9973 | ERCO | 24.2 | 0.8 | 18 | 24 | 16 | 2022 | GT | NG | Exxon Mobil Refining and Supply Co. | 10436¦GT42 | 720 | 1977 | tx¦harris | 39 | 2132 | 48201 | 1 | 3 | 25 | 14.0119 | GT¦NG
10436 | GT41 | Natural Gas Fired Combustion Turbine | ExxonMobil Baytown Refinery | TX | 29.7535 | -94.9973 | ERCO | 24.2 | 0.8 | 18 | 24 | 16 | 2022 | GT | NG | Exxon Mobil Refining and Supply Co. | 10436¦GT41 | 720 | 1977 | tx¦harris | 39 | 2132 | 48201 | 1 | 3 | 25 | 14.0119 | GT¦NG
10436 | GT45 | Natural Gas Fired Combustion Turbine | ExxonMobil Baytown Refinery | TX | 29.7535 | -94.9973 | ERCO | 36.5 | 0.85 | 28 | 35 | 18 | 2033 | GT | NG | Exxon Mobil Refining and Supply Co. | 10436¦GT45 | 720 | 1988 | tx¦harris | 39 | 2132 | 48201 | 1 | 3 | 25 | 14.0119 | GT¦NG
10436 | GT38 | Natural Gas Fired Combustion Turbine | ExxonMobil Baytown Refinery | TX | 29.7535 | -94.9973 | ERCO | 36.5 | 0.9 | 28 | 35 | 18 | 2034 | GT | NG | Exxon Mobil Refining and Supply Co. | 10436¦GT38 | 720 | 1989 | tx¦harris | 39 | 2132 | 48201 | 1 | 3 | 25 | 14.0119 | GT¦NG
10568 | GEN1 | Natural Gas Fired Combustion Turbine | Port Arthur Texas Refinery | TX | 29.9649 | -93.8913 | MISO | 38.4 | 0.9 | 28 | 34.5 | 20 | 2033 | GT | NG | Total Petrochemicals USA Inc | 10568¦GEN1 | 720 | 1988 | tx¦jefferson | 39 | 2154 | 48245 | 1 | 3 | 25 | 14.1889 | GT¦NG
10692 | GEN3 | Natural Gas Fired Combustion Turbine | ExxonMobil Baytown Turbine | TX | 29.7591 | -95.0096 | ERCO | 39.7 | 0.85 | 32 | 35 | 25 | 2034 | GT | NG | Exxon Mobil Refining and Supply Co. | 10692¦GEN3 | 720 | 1989 | tx¦harris | 39 | 2132 | 48201 | 1 | 3 | 25 | 12.8859 | GT¦NG
10692 | GEN2 | Natural Gas Fired Combustion Turbine | ExxonMobil Baytown Turbine | TX | 29.7591 | -95.0096 | ERCO | 39.7 | 0.85 | 32 | 35 | 25 | 2034 | GT | NG | Exxon Mobil Refining and Supply Co. | 10692¦GEN2 | 720 | 1989 | tx¦harris | 39 | 2132 | 48201 | 1 | 3 | 25 | 12.8859 | GT¦NG
10692 | GEN1 | Natural Gas Fired Combustion Turbine | ExxonMobil Baytown Turbine | TX | 29.7591 | -95.0096 | ERCO | 39.7 | 0.85 | 32 | 35 | 25 | 2034 | GT | NG | Exxon Mobil Refining and Supply Co. | 10692¦GEN1 | 720 | 1989 | tx¦harris | 39 | 2132 | 48201 | 1 | 3 | 25 | 12.8859 | GT¦NG
10692 | GEN4 | Natural Gas Fired Combustion Turbine | ExxonMobil Baytown Turbine | TX | 29.7591 | -95.0096 | ERCO | 98.9 | 0.85 | 90 | 110 | 50 | 2022 | GT | NG | Exxon Mobil Refining and Supply Co. | 10692¦GEN4 | 720 | 1997 | tx¦harris | 39 | 2132 | 48201 | 1 | 3 | 25 | 12.8859 | GT¦NG
10692 | GEN5 | Natural Gas Fired Combustion Turbine | ExxonMobil Baytown Turbine | TX | 29.7591 | -95.0096 | ERCO | 163.8 | 0.85 | 140 | 180.1 | 80 | 2029 | GT | NG | Exxon Mobil Refining and Supply Co. | 10692¦GEN5 | 720 | 2004 | tx¦harris | 39 | 2132 | 48201 | 1 | 3 | 25 | 12.8859 | GT¦NG
10790 | GEN1 | Natural Gas Fired Combustion Turbine | Victoria Texas Plant | TX | 28.6751 | -96.956 | ERCO | 102.4 | 0.85 | 75 | 88 | 20 | 2032 | GT | NG | Invista | 10790¦GEN1 | 720 | 1987 | tx¦victoria | 39 | 2266 | 48469 | 1 | 3 | 25 | 11.2326 | GT¦NG
50026 | FR6 | Natural Gas Fired Combustion Turbine | Corpus Refinery | TX | 27.8322 | -97.5281 | ERCO | 47 | 0.85 | 32 | 41 | 5 | 2033 | GT | NG | Flint Hills Resources Corpus Christi LLC | 50026¦FR6 | 720 | 1988 | tx¦nueces | 39 | 2209 | 48355 | 1 | 3 | 25 | 11.9919 | GT¦NG
50054 | GEN1 | Natural Gas Fired Combustion Turbine | Rice University | TX | 29.721 | -95.3954 | ERCO | 3.1 | 0.98 | 3.1 | 2.8 | 2.8 | 2031 | GT | NG | Rice University | 50054¦GEN1 | 60 | 1986 | tx¦harris | 39 | 2132 | 48201 | 1 | 3 | 25 | 14.5911 | GT¦NG
50054 | GEN2 | Natural Gas Fired Combustion Turbine | Rice University | TX | 29.721 | -95.3954 | ERCO | 3.8 | 0.98 | 3.8 | 3.8 | 3.8 | 2034 | GT | NG | Rice University | 50054¦GEN2 | 60 | 1989 | tx¦harris | 39 | 2132 | 48201 | 1 | 3 | 25 | 14.5911 | GT¦NG
50137 | GEN1 | Natural Gas Fired Combustion Turbine | Newgulf Cogen | TX | 29.2639 | -95.8997 | ERCO | 101.9 | 0.8 | 69 | 84 | 60 | 2029 | GT | NG | Luminant Generation Company LLC | 50137¦GEN1 | 60 | 1984 | tx¦wharton | 39 | 2272 | 48481 | 1 | 3 | 25 | 14.6484 | GT¦NG
50475 | GEN1 | Natural Gas Fired Combustion Turbine | Corpus Christi | TX | 27.8111 | -97.5958 | ERCO | 41 | 0.85 | 33 | 41 | 26 | 2034 | GT | NG | Equistar Chemicals LP | 50475¦GEN1 | 1440 | 1989 | tx¦nueces | 39 | 2209 | 48355 | 1 | 3 | 25 | 12.4314 | GT¦NG
50625 | TG24 | Natural Gas Fired Combustion Turbine | ExxonMobil Beaumont Refinery | TX | 30.0636 | -94.0753 | MISO | 38.6 | 0.93 | 32 | 38 | 18 | 2018 | GT | NG | ExxonMobil Oil Corp | 50625¦TG24 | 720 | 1993 | tx¦jefferson | 39 | 2154 | 48245 | 1 | 3 | 25 | 6.3351 | GT¦NG
50625 | TG43 | Natural Gas Fired Combustion Turbine | ExxonMobil Beaumont Refinery | TX | 30.0636 | -94.0753 | MISO | 163 | 0.97 | 145 | 165 | 90 | 2029 | GT | NG | ExxonMobil Oil Corp | 50625¦TG43 | 720 | 2004 | tx¦jefferson | 39 | 2154 | 48245 | 1 | 3 | 25 | 6.3351 | GT¦NG
50625 | TG42 | Natural Gas Fired Combustion Turbine | ExxonMobil Beaumont Refinery | TX | 30.0636 | -94.0753 | MISO | 163 | 0.97 | 145 | 165 | 90 | 2030 | GT | NG | ExxonMobil Oil Corp | 50625¦TG42 | 720 | 2005 | tx¦jefferson | 39 | 2154 | 48245 | 1 | 3 | 25 | 6.3351 | GT¦NG
50625 | TG41 | Natural Gas Fired Combustion Turbine | ExxonMobil Beaumont Refinery | TX | 30.0636 | -94.0753 | MISO | 163 | 0.96 | 145 | 165 | 90 | 2030 | GT | NG | ExxonMobil Oil Corp | 50625¦TG41 | 720 | 2005 | tx¦jefferson | 39 | 2154 | 48245 | 1 | 3 | 25 | 6.3351 | GT¦NG
50973 | GN34 | Natural Gas Fired Combustion Turbine | Motiva Enterprises Port Arthur Refinery | TX | 29.8885 | -93.951 | MISO | 18.8 | 0.8 | 15.6 | 16 | 3 | 2035 | GT | NG | Motiva Enterprises LLC | 50973¦GN34 | 720 | 1970 | tx¦jefferson | 39 | 2154 | 48245 | 1 | 3 | 25 | 20.4425 | GT¦NG
52120 | G-37 | Natural Gas Fired Combustion Turbine | Freeport Energy | TX | 28.9913 | -95.4075 | ERCO | 75 | 0.85 | 59.2 | 65.9 | 40 | 2023 | GT | NG | Olin Blue Cube Operations | 52120¦G-37 | 720 | 1978 | tx¦brazoria | 39 | 2051 | 48039 | 1 | 3 | 25 | 12.1341 | GT¦NG
52122 | GEN1 | Natural Gas Fired Combustion Turbine | Wasson CO2 Removal Plant | TX | 33.0099 | -102.7569 | SWPP | 23.4 | 0.85 | 18.6 | 18.2 | 10 | 2033 | GT | NG | Occidental Permian Ltd | 52122¦GEN1 | 720 | 1988 | tx¦yoakum | 39 | 2282 | 48501 | 1 | 3 | 25 | 12.8622 | GT¦NG
54321 | N804 | Natural Gas Fired Combustion Turbine | Goodyear Beaumont Chemical Plant | TX | 29.9728 | -94.2142 | MISO | 5 | 0.9 | 4 | 4.5 | 2 | 2024 | GT | NG | Goodyear Tire & Rubber Co | 54321¦N804 | 60 | 1999 | tx¦jefferson | 39 | 2154 | 48245 | 1 | 3 | 25 | 14.7235 | GT¦NG
54321 | N803 | Natural Gas Fired Combustion Turbine | Goodyear Beaumont Chemical Plant | TX | 29.9728 | -94.2142 | MISO | 5 | 0.9 | 4 | 4.5 | 2 | 2024 | GT | NG | Goodyear Tire & Rubber Co | 54321¦N803 | 60 | 1999 | tx¦jefferson | 39 | 2154 | 48245 | 1 | 3 | 25 | 14.7235 | GT¦NG
54321 | N802 | Natural Gas Fired Combustion Turbine | Goodyear Beaumont Chemical Plant | TX | 29.9728 | -94.2142 | MISO | 5 | 0.9 | 4 | 4.5 | 2 | 2024 | GT | NG | Goodyear Tire & Rubber Co | 54321¦N802 | 60 | 1999 | tx¦jefferson | 39 | 2154 | 48245 | 1 | 3 | 25 | 14.7235 | GT¦NG
54321 | 2N80 | Natural Gas Fired Combustion Turbine | Goodyear Beaumont Chemical Plant | TX | 29.9728 | -94.2142 | MISO | 5 | 0.9 | 4 | 4.5 | 2 | 2024 | GT | NG | Goodyear Tire & Rubber Co | 54321¦2N80 | 60 | 1999 | tx¦jefferson | 39 | 2154 | 48245 | 1 | 3 | 25 | 14.7235 | GT¦NG
54330 | 1 | Natural Gas Fired Combustion Turbine | Westhollow Technology Center | TX | 29.726 | -95.6382 | ERCO | 3.7 | 0.9 | 3.7 | 3.7 | 2.3 | 2033 | GT | NG | Shell Chemical LP | 54330¦1 | 60 | 1988 | tx¦harris | 39 | 2132 | 48201 | 1 | 3 | 25 | 13.5852 | GT¦NG
54628 | 2608 | Natural Gas Fired Combustion Turbine | Phelps Dodge Refining | TX | 31.7645 | -106.3913 | EPE | 3.5 | 0.8 | 2.6 | 3 | 2.6 | 2031 | GT | NG | Phelps Dodge Refining Corp | 54628¦2608 | 60 | 1986 | tx¦el paso | 39 | 2101 | 48141 | 1 | 3 | 25 | 16.0527 | GT¦NG
54628 | 2607 | Natural Gas Fired Combustion Turbine | Phelps Dodge Refining | TX | 31.7645 | -106.3913 | EPE | 3.5 | 0.8 | 2.6 | 3 | 2.6 | 2031 | GT | NG | Phelps Dodge Refining Corp | 54628¦2607 | 60 | 1986 | tx¦el paso | 39 | 2101 | 48141 | 1 | 3 | 25 | 16.0527 | GT¦NG
54628 | 3003 | Natural Gas Fired Combustion Turbine | Phelps Dodge Refining | TX | 31.7645 | -106.3913 | EPE | 4.2 | 0.8 | 3.2 | 3.8 | 3.2 | 2037 | GT | NG | Phelps Dodge Refining Corp | 54628¦3003 | 10 | 1992 | tx¦el paso | 39 | 2101 | 48141 | 1 | 3 | 25 | 16.0527 | GT¦NG
54628 | 3002 | Natural Gas Fired Combustion Turbine | Phelps Dodge Refining | TX | 31.7645 | -106.3913 | EPE | 4.2 | 0.8 | 3.2 | 3.8 | 3.2 | 2037 | GT | NG | Phelps Dodge Refining Corp | 54628¦3002 | 10 | 1992 | tx¦el paso | 39 | 2101 | 48141 | 1 | 3 | 25 | 16.0527 | GT¦NG
54628 | 3001 | Natural Gas Fired Combustion Turbine | Phelps Dodge Refining | TX | 31.7645 | -106.3913 | EPE | 4.2 | 0.8 | 3.2 | 3.8 | 3.2 | 2037 | GT | NG | Phelps Dodge Refining Corp | 54628¦3001 | 10 | 1992 | tx¦el paso | 39 | 2101 | 48141 | 1 | 3 | 25 | 16.0527 | GT¦NG
54637 | GCG2 | Natural Gas Fired Combustion Turbine | JCO Oxides Olefins Plant | TX | 29.9635 | -93.9297 | MISO | 38.6 | 0.85 | 30.5 | 35.5 | 10 | 2037 | GT | NG | Huntsman Corp | 54637¦GCG2 | 60 | 1992 | tx¦jefferson | 39 | 2154 | 48245 | 1 | 3 | 25 | 14.2567 | GT¦NG
54637 | GCG1 | Natural Gas Fired Combustion Turbine | JCO Oxides Olefins Plant | TX | 29.9635 | -93.9297 | MISO | 38.6 | 0.85 | 30.5 | 35.5 | 10 | 2037 | GT | NG | Huntsman Corp | 54637¦GCG1 | 60 | 1992 | tx¦jefferson | 39 | 2154 | 48245 | 1 | 3 | 25 | 14.2567 | GT¦NG
54748 | G1 | Natural Gas Fired Combustion Turbine | Port Neches Plant | TX | 29.9788 | -93.9523 | MISO | 38 | 0.85 | 32 | 30.5 | 27 | 2019 | GT | NG | Air Liquide Large Industries U.S. LP | 54748¦G1 | 720 | 1994 | tx¦jefferson | 39 | 2154 | 48245 | 1 | 3 | 25 | 17.6053 | GT¦NG
55015 | GEN4 | Natural Gas Fired Combustion Turbine | Sweeny Cogen Facility | TX | 29.0728 | -95.745 | ERCO | 143 | 0.85 | 109 | 126 | 90 | 2025 | GT | NG | Sweeny Cogeneration LP | 55015¦GEN4 | 1440 | 2000 | tx¦brazoria | 39 | 2051 | 48039 | 1 | 3 | 25 | 14.6204 | GT¦NG
55015 | GEN3 | Natural Gas Fired Combustion Turbine | Sweeny Cogen Facility | TX | 29.0728 | -95.745 | ERCO | 143 | 0.85 | 109 | 126 | 90 | 2022 | GT | NG | Sweeny Cogeneration LP | 55015¦GEN3 | 1440 | 1997 | tx¦brazoria | 39 | 2051 | 48039 | 1 | 3 | 25 | 14.6204 | GT¦NG
55015 | GEN2 | Natural Gas Fired Combustion Turbine | Sweeny Cogen Facility | TX | 29.0728 | -95.745 | ERCO | 143 | 0.85 | 109 | 126 | 90 | 2022 | GT | NG | Sweeny Cogeneration LP | 55015¦GEN2 | 1440 | 1997 | tx¦brazoria | 39 | 2051 | 48039 | 1 | 3 | 25 | 14.6204 | GT¦NG
55015 | GEN1 | Natural Gas Fired Combustion Turbine | Sweeny Cogen Facility | TX | 29.0728 | -95.745 | ERCO | 143 | 0.85 | 109 | 126 | 90 | 2022 | GT | NG | Sweeny Cogeneration LP | 55015¦GEN1 | 1440 | 1997 | tx¦brazoria | 39 | 2051 | 48039 | 1 | 3 | 25 | 14.6204 | GT¦NG
55025 | GEN2 | Natural Gas Fired Combustion Turbine | Yates Gas Plant | TX | 30.8847 | -101.9208 | ERCO | 2.8 | 1 | 2.8 | 2.8 | 0.1 | 2031 | GT | NG | Kinder Morgan Yates Operation | 55025¦GEN2 | 10 | 1986 | tx¦pecos | 39 | 2217 | 48371 | 1 | 3 | 25 | 10.2952 | GT¦NG
55025 | GEN1 | Natural Gas Fired Combustion Turbine | Yates Gas Plant | TX | 30.8847 | -101.9208 | ERCO | 2.8 | 1 | 2.8 | 2.8 | 0.1 | 2031 | GT | NG | Kinder Morgan Yates Operation | 55025¦GEN1 | 10 | 1986 | tx¦pecos | 39 | 2217 | 48371 | 1 | 3 | 25 | 10.2952 | GT¦NG
55064 | UNT2B | Natural Gas Fired Combustion Turbine | Black Hawk Station | TX | 35.6957 | -101.36 | SWPP | 117 | 0.998 | 113.3 | 117 | 80 | 2030 | GT | NG | Borger Energy Associates LP | 55064¦UNT2B | 60 | 2005 | tx¦hutchinson | 39 | 2148 | 48233 | 1 | 3 | 25 | 14.0667 | GT¦NG
55064 | UNT1 | Natural Gas Fired Combustion Turbine | Black Hawk Station | TX | 35.6957 | -101.36 | SWPP | 126.9 | 0.9 | 111.2 | 126.9 | 80 | 2024 | GT | NG | Borger Energy Associates LP | 55064¦UNT1 | 60 | 1999 | tx¦hutchinson | 39 | 2148 | 48233 | 1 | 3 | 25 | 14.0667 | GT¦NG
55122 | UN2 | Natural Gas Fired Combustion Turbine | NAFTA Region Olefins Complex Cogen Fac | TX | 29.9543 | -93.8836 | MISO | 41.6 | 1 | 35 | 40 | 27 | 2026 | GT | NG | BASF Corp | 55122¦UN2 | 1440 | 2001 | tx¦jefferson | 39 | 2154 | 48245 | 1 | 3 | 25 | 13.3897 | GT¦NG
55122 | UN1 | Natural Gas Fired Combustion Turbine | NAFTA Region Olefins Complex Cogen Fac | TX | 29.9543 | -93.8836 | MISO | 41.6 | 1 | 35 | 40 | 27 | 2026 | GT | NG | BASF Corp | 55122¦UN1 | 1440 | 2001 | tx¦jefferson | 39 | 2154 | 48245 | 1 | 3 | 25 | 13.3897 | GT¦NG
55309 | GEN 5 | Natural Gas Fired Combustion Turbine | Air Products Port Arthur | TX | 29.8665 | -93.9651 | MISO | 32.8 | 0.9 | 32.8 | 32.8 | 29 | 2037 | GT | NG | Air Products LLC | 55309¦GEN 5 | 1440 | 2012 | tx¦jefferson | 39 | 2154 | 48245 | 1 | 3 | 25 | 11.6848 | GT¦NG
55309 | GEN1 | Natural Gas Fired Combustion Turbine | Air Products Port Arthur | TX | 29.8665 | -93.9651 | MISO | 37.6 | 0.9 | 33.2 | 37.3 | 33 | 2025 | GT | NG | Air Products LLC | 55309¦GEN1 | 1440 | 2000 | tx¦jefferson | 39 | 2154 | 48245 | 1 | 3 | 25 | 11.6848 | GT¦NG
55309 | GEN4 | Natural Gas Fired Combustion Turbine | Air Products Port Arthur | TX | 29.8665 | -93.9651 | MISO | 78.2 | 0.9 | 72.4 | 84.2 | 70 | 2031 | CT | NG | Air Products LLC | 55309¦GEN4 | 1440 | 2006 | tx¦jefferson | 39 | 2154 | 48245 | 1 | 3 | 25 | 11.6082
55311 | GEN1 | Natural Gas Fired Combustion Turbine | BASF Freeport Works | TX | 29.002 | -95.394 | ERCO | 81 | 0.98 | 75 | 85 | 40 | 2024 | GT | NG | BASF Corporation | 55311¦GEN1 | 720 | 1999 | tx¦brazoria | 39 | 2051 | 48039 | 1 | 3 | 25 | 13.3625 | GT¦NG
55365 | GT4 | Natural Gas Fired Combustion Turbine | Exelon LaPorte Generating Station | TX | 29.7028 | -95.0718 | ERCO | 59 | 0.85 | 38 | 45 | 38 | 2026 | GT | NG |  | 55365¦GT4 | 60 | 2001 | tx¦harris | 39 | 2132 | 48201 | 1 | 3 | 25 | 13.8164 | GT¦NG
55365 | GT3 | Natural Gas Fired Combustion Turbine | Exelon LaPorte Generating Station | TX | 29.7028 | -95.0718 | ERCO | 59 | 0.85 | 38 | 45 | 38 | 2026 | GT | NG |  | 55365¦GT3 | 60 | 2001 | tx¦harris | 39 | 2132 | 48201 | 1 | 3 | 25 | 13.8164 | GT¦NG
55365 | GT2 | Natural Gas Fired Combustion Turbine | Exelon LaPorte Generating Station | TX | 29.7028 | -95.0718 | ERCO | 59 | 0.85 | 38 | 45 | 38 | 2026 | GT | NG |  | 55365¦GT2 | 60 | 2001 | tx¦harris | 39 | 2132 | 48201 | 1 | 3 | 25 | 13.8164 | GT¦NG
55365 | GT1 | Natural Gas Fired Combustion Turbine | Exelon LaPorte Generating Station | TX | 29.7028 | -95.0718 | ERCO | 59 | 0.85 | 38 | 45 | 38 | 2026 | GT | NG |  | 55365¦GT1 | 60 | 2001 | tx¦harris | 39 | 2132 | 48201 | 1 | 3 | 25 | 13.8164 | GT¦NG
56326 | GEN3 | Natural Gas Fired Combustion Turbine | Mustang Station Unit 4 | TX | 32.9746 | -102.7436 | SWPP | 170 | 0.85 | 156 | 166 | 90 | 2038 | GT | NG | Golden Spread Electric Cooperative, Inc | 56326¦GEN3 | 60 | 2013 | tx¦yoakum | 39 | 2282 | 48501 | 1 | 3 | 25 | 11.3877 | GT¦NG
56326 | GEN2 | Natural Gas Fired Combustion Turbine | Mustang Station Unit 4 | TX | 32.9746 | -102.7436 | SWPP | 170 | 0.9 | 153 | 171 | 90 | 2032 | GT | NG | Golden Spread Electric Cooperative, Inc | 56326¦GEN2 | 60 | 2007 | tx¦yoakum | 39 | 2282 | 48501 | 1 | 3 | 25 | 11.3877 | GT¦NG
56326 | GEN1 | Natural Gas Fired Combustion Turbine | Mustang Station Unit 4 | TX | 32.9746 | -102.7436 | SWPP | 170 | 0.9 | 153 | 161 | 90 | 2031 | GT | NG | Golden Spread Electric Cooperative, Inc | 56326¦GEN1 | 60 | 2006 | tx¦yoakum | 39 | 2282 | 48501 | 1 | 3 | 25 | 11.3877 | GT¦NG
56374 | CT1 | Natural Gas Fired Combustion Turbine | Robert Mueller Energy Center | TX | 30.305 | -97.7077 | ERCO | 4.6 | 0.8 | 3.7 | 4.6 | 3.7 | 2031 | GT | NG | Austin Energy | 56374¦CT1 | 60 | 2006 | tx¦travis | 39 | 2258 | 48453 | 1 | 3 | 25 | 13.8162 | GT¦NG
56603 | SJC2 | Natural Gas Fired Combustion Turbine | San Jacinto County Peaking Facility | TX | 30.4193 | -95.0118 | MISO | 85 | 0.85 | 73 | 85 | 42 | 2026 | GT | NG | East Texas Electric Coop, Inc | 56603¦SJC2 | 60 | 2001 | tx¦san jacinto | 39 | 2235 | 48407 | 1 | 3 | 25 | 12.4105 | GT¦NG
56603 | SJC1 | Natural Gas Fired Combustion Turbine | San Jacinto County Peaking Facility | TX | 30.4193 | -95.0118 | MISO | 85 | 0.85 | 73 | 85 | 42 | 2026 | GT | NG | East Texas Electric Coop, Inc | 56603¦SJC1 | 60 | 2001 | tx¦san jacinto | 39 | 2235 | 48407 | 1 | 3 | 25 | 12.4105 | GT¦NG
56604 | HC2 | Natural Gas Fired Combustion Turbine | Hardin County Peaking Facility | TX | 30.3038 | -94.2526 | MISO | 86.5 | 0.85 | 73 | 86 | 42 | 2026 | GT | NG | East Texas Electric Coop, Inc | 56604¦HC2 | 60 | 2001 | tx¦hardin | 39 | 2131 | 48199 | 1 | 3 | 25 | 8.6602 | GT¦NG
56604 | HC1 | Natural Gas Fired Combustion Turbine | Hardin County Peaking Facility | TX | 30.3038 | -94.2526 | MISO | 86.5 | 0.85 | 73 | 86 | 42 | 2026 | GT | NG | East Texas Electric Coop, Inc | 56604¦HC1 | 60 | 2001 | tx¦hardin | 39 | 2131 | 48199 | 1 | 3 | 25 | 8.6602 | GT¦NG
56674 | CGT4 | Natural Gas Fired Combustion Turbine | Winchester Power Park | TX | 30.0381 | -96.9875 | ERCO | 60.5 | 0.85 | 44 | 46 | 13 | 2035 | GT | NG | Lower Colorado River Authority | 56674¦CGT4 | 10 | 2010 | tx¦fayette | 39 | 2106 | 48149 | 1 | 3 | 25 | 11.1302 | GT¦NG
56674 | CGT3 | Natural Gas Fired Combustion Turbine | Winchester Power Park | TX | 30.0381 | -96.9875 | ERCO | 60.5 | 0.85 | 44 | 46 | 13 | 2035 | GT | NG | Lower Colorado River Authority | 56674¦CGT3 | 10 | 2010 | tx¦fayette | 39 | 2106 | 48149 | 1 | 3 | 25 | 11.1302 | GT¦NG
56674 | CGT2 | Natural Gas Fired Combustion Turbine | Winchester Power Park | TX | 30.0381 | -96.9875 | ERCO | 60.5 | 0.85 | 44 | 46 | 13 | 2035 | GT | NG | Lower Colorado River Authority | 56674¦CGT2 | 10 | 2010 | tx¦fayette | 39 | 2106 | 48149 | 1 | 3 | 25 | 11.1302 | GT¦NG
56674 | CGT1 | Natural Gas Fired Combustion Turbine | Winchester Power Park | TX | 30.0381 | -96.9875 | ERCO | 60.5 | 0.85 | 44 | 46 | 13 | 2035 | GT | NG | Lower Colorado River Authority | 56674¦CGT1 | 10 | 2010 | tx¦fayette | 39 | 2106 | 48149 | 1 | 3 | 25 | 11.1302 | GT¦NG
57322 | GT01 | Natural Gas Fired Combustion Turbine | Mont Belvieu Cogeneration Unit | TX | 29.8381 | -94.9007 | ERCO | 15 | 0.95 | 12.3 | 15 | 11 | 2034 | GT | NG | Targa Co-Generation LLC | 57322¦GT01 | 1440 | 2009 | tx¦chambers | 39 | 2067 | 48071 | 1 | 3 | 25 | 12.6177 | GT¦NG
57504 | CHP1 | Natural Gas Fired Combustion Turbine | TECO CHP-1 | TX | 29.7035 | -95.3983 | ERCO | 48 | 0.85 | 48 | 48 | 22 | 2035 | GT | NG | Texas Medical Center Central | 57504¦CHP1 | 60 | 2010 | tx¦harris | 39 | 2132 | 48201 | 1 | 3 | 25 | 9.7768 | GT¦NG
58378 | GT2 | Natural Gas Fired Combustion Turbine | W.A. Parish Carbon Capture Plant | TX | 29.4753 | -95.6342 | ERCO | 102.7 | 0.95 | 74 | 81 | 65 | 2038 | GT | NG | Petra Nova Power I LLC | 58378¦GT2 | 60 | 2013 | tx¦fort bend | 39 | 2110 | 48157 | 1 | 3 | 25 | 12.3899 | GT¦NG
58471 | CTG2 | Natural Gas Fired Combustion Turbine | Ector County Energy Center | TX | 32.0692 | -102.5856 | ERCO | 179.4 | 0.85 | 150 | 168 | 75 | 2040 | GT | NG | Invenergy Services LLC | 58471¦CTG2 | 60 | 2015 | tx¦ector | 39 | 2099 | 48135 | 1 | 3 | 25 | 11.2421 | GT¦NG
58471 | CTG1 | Natural Gas Fired Combustion Turbine | Ector County Energy Center | TX | 32.0692 | -102.5856 | ERCO | 179.4 | 0.85 | 150 | 168 | 75 | 2040 | GT | NG | Invenergy Services LLC | 58471¦CTG1 | 60 | 2015 | tx¦ector | 39 | 2099 | 48135 | 1 | 3 | 25 | 11.2421 | GT¦NG
58562 | GT-4 | Natural Gas Fired Combustion Turbine | Montana Power Station | TX | 31.8239 | -106.2119 | EPE | 131.8 | 0.85 | 94.2 | 89.2 | 19.2 | 2041 | GT | NG | El Paso Electric Co | 58562¦GT-4 | 10 | 2016 | tx¦el paso | 39 | 2101 | 48141 | 1 | 3 | 25 | 9.2349 | GT¦NG
58562 | GT-3 | Natural Gas Fired Combustion Turbine | Montana Power Station | TX | 31.8239 | -106.2119 | EPE | 131.8 | 0.85 | 94.2 | 89.2 | 19.2 | 2041 | GT | NG | El Paso Electric Co | 58562¦GT-3 | 10 | 2016 | tx¦el paso | 39 | 2101 | 48141 | 1 | 3 | 25 | 9.2349 | GT¦NG
58562 | GT-2 | Natural Gas Fired Combustion Turbine | Montana Power Station | TX | 31.8239 | -106.2119 | EPE | 131.8 | 0.85 | 88.2 | 93.2 | 18.2 | 2040 | GT | NG | El Paso Electric Co | 58562¦GT-2 | 10 | 2015 | tx¦el paso | 39 | 2101 | 48141 | 1 | 3 | 25 | 9.2349 | GT¦NG
58562 | GT-1 | Natural Gas Fired Combustion Turbine | Montana Power Station | TX | 31.8239 | -106.2119 | EPE | 131.8 | 0.85 | 88.2 | 93.2 | 18.2 | 2040 | GT | NG | El Paso Electric Co | 58562¦GT-1 | 10 | 2015 | tx¦el paso | 39 | 2101 | 48141 | 1 | 3 | 25 | 9.2349 | GT¦NG
58835 | ELK3 | Natural Gas Fired Combustion Turbine | Elk Station | TX | 33.865 | -101.8433 | SWPP | 202 | 0.85 | 195 | 202 | 85 | 2041 | GT | NG | Golden Spread Electric Cooperative, Inc | 58835¦ELK3 | 60 | 2016 | tx¦hale | 39 | 2126 | 48189 | 1 | 3 | 25 | 10.4606 | GT¦NG
58835 | ELK2 | Natural Gas Fired Combustion Turbine | Elk Station | TX | 33.865 | -101.8433 | SWPP | 202 | 0.85 | 195 | 202 | 85 | 2041 | GT | NG | Golden Spread Electric Cooperative, Inc | 58835¦ELK2 | 60 | 2016 | tx¦hale | 39 | 2126 | 48189 | 1 | 3 | 25 | 10.4606 | GT¦NG
58835 | ELK1 | Natural Gas Fired Combustion Turbine | Elk Station | TX | 33.865 | -101.8433 | SWPP | 202 | 0.85 | 195 | 202 | 85 | 2040 | GT | NG | Golden Spread Electric Cooperative, Inc | 58835¦ELK1 | 60 | 2015 | tx¦hale | 39 | 2126 | 48189 | 1 | 3 | 25 | 10.4606 | GT¦NG
59381 | GT-1 | Natural Gas Fired Combustion Turbine | The Methodist Hospital, Gas Turbine | TX | 29.7094 | -95.4003 | ERCO | 5 | 0.8 | 3 | 4 | 2.3 | 2035 | GT | NG | The Methodist Hospital | 59381¦GT-1 | 60 | 2010 | tx¦harris | 39 | 2132 | 48201 | 1 | 3 | 25 | 9.936 | GT¦NG
60264 | BCGT6 | Natural Gas Fired Combustion Turbine | Bacliff | TX | 29.4923 | -94.9848 | ERCO | 71.2 | 0.9 | 54 | 54 | 54 | 2043 | GT | NG | PHR Holdings LLC | 60264¦BCGT6 | 60 | 2018 | tx¦galveston | 39 | 2115 | 48167 | 1 | 3 | 25 | 13.3417 | GT¦NG
60264 | BCGT5 | Natural Gas Fired Combustion Turbine | Bacliff | TX | 29.4923 | -94.9848 | ERCO | 71.2 | 0.9 | 54 | 54 | 54 | 2043 | GT | NG | PHR Holdings LLC | 60264¦BCGT5 | 60 | 2018 | tx¦galveston | 39 | 2115 | 48167 | 1 | 3 | 25 | 13.3417 | GT¦NG
60264 | BCGT4 | Natural Gas Fired Combustion Turbine | Bacliff | TX | 29.4923 | -94.9848 | ERCO | 71.2 | 0.9 | 54 | 54 | 54 | 2043 | GT | NG | PHR Holdings LLC | 60264¦BCGT4 | 60 | 2018 | tx¦galveston | 39 | 2115 | 48167 | 1 | 3 | 25 | 13.3417 | GT¦NG
60264 | BCGT3 | Natural Gas Fired Combustion Turbine | Bacliff | TX | 29.4923 | -94.9848 | ERCO | 71.2 | 0.9 | 54 | 54 | 54 | 2043 | GT | NG | PHR Holdings LLC | 60264¦BCGT3 | 60 | 2018 | tx¦galveston | 39 | 2115 | 48167 | 1 | 3 | 25 | 13.3417 | GT¦NG
60264 | BCGT2 | Natural Gas Fired Combustion Turbine | Bacliff | TX | 29.4923 | -94.9848 | ERCO | 71.2 | 0.9 | 54 | 54 | 54 | 2043 | GT | NG | PHR Holdings LLC | 60264¦BCGT2 | 60 | 2018 | tx¦galveston | 39 | 2115 | 48167 | 1 | 3 | 25 | 13.3417 | GT¦NG
60264 | BCGT1 | Natural Gas Fired Combustion Turbine | Bacliff | TX | 29.4923 | -94.9848 | ERCO | 71.2 | 0.9 | 54 | 54 | 54 | 2043 | GT | NG | PHR Holdings LLC | 60264¦BCGT1 | 60 | 2018 | tx¦galveston | 39 | 2115 | 48167 | 1 | 3 | 25 | 13.3417 | GT¦NG
60459 | PC2 | Natural Gas Fired Combustion Turbine | Port Comfort Power LLC | TX | 28.6481 | -96.5462 | ERCO | 60.5 | 0.85 | 45 | 45 | 32 | 2042 | GT | NG |  | 60459¦PC2 | 10 | 2017 | tx¦calhoun | 39 | 2060 | 48057 | 1 | 3 | 25 | 10.5859 | GT¦NG
60459 | PC1 | Natural Gas Fired Combustion Turbine | Port Comfort Power LLC | TX | 28.6481 | -96.5462 | ERCO | 60.5 | 0.85 | 45 | 45 | 32 | 2042 | GT | NG |  | 60459¦PC1 | 10 | 2017 | tx¦calhoun | 39 | 2060 | 48057 | 1 | 3 | 25 | 10.5859 | GT¦NG
60460 | CH2 | Natural Gas Fired Combustion Turbine | Chamon Power LLC | TX | 29.8832 | -95.1113 | ERCO | 60.5 | 0.85 | 45 | 45 | 32 | 2042 | GT | NG |  | 60460¦CH2 | 10 | 2017 | tx¦harris | 39 | 2132 | 48201 | 1 | 3 | 25 | 10.8508 | GT¦NG
60460 | CH1 | Natural Gas Fired Combustion Turbine | Chamon Power LLC | TX | 29.8832 | -95.1113 | ERCO | 60.5 | 0.85 | 45 | 45 | 32 | 2042 | GT | NG |  | 60460¦CH1 | 10 | 2017 | tx¦harris | 39 | 2132 | 48201 | 1 | 3 | 25 | 10.8508 | GT¦NG
60468 | GT-1 | Natural Gas Fired Combustion Turbine | Friendswood Energy | TX | 29.6473 | -95.4515 | ERCO | 121.5 | 0.9 | 117 | 119 | 25 | 2043 | GT | NG | Friendswood Energy Genco, LLC | 60468¦GT-1 | 60 | 2018 | tx¦harris | 39 | 2132 | 48201 | 1 | 3 | 25 | 13.3807 | GT¦NG
62762 | CTG-2 | Natural Gas Fired Combustion Turbine | NASA Johnson Space Center CHP | TX | 29.5624 | -95.0893 | ERCO | 5.6 | 0.99 | 5.3 | 5.7 | 2.3 | 2043 | GT | NG | Energy Systems Group LLC | 62762¦CTG-2 | 60 | 2018 | tx¦harris | 39 | 2132 | 48201 | 1 | 3 | 25 | 12.0779 | GT¦NG
62762 | CTG-1 | Natural Gas Fired Combustion Turbine | NASA Johnson Space Center CHP | TX | 29.5624 | -95.0893 | ERCO | 5.6 | 0.99 | 5.3 | 5.7 | 2.3 | 2043 | GT | NG | Energy Systems Group LLC | 62762¦CTG-1 | 60 | 2018 | tx¦harris | 39 | 2132 | 48201 | 1 | 3 | 25 | 12.0779 | GT¦NG
3630 | 9A | Natural Gas Internal Combustion Engine | Pearsall | TX | 28.9275 | -99.0919 | ERCO | 8.4 | 0.8 | 8.4 | 8.4 | 4 | 2035 | IC | NG | South Texas Electric Coop, Inc | 3630¦9A | 10 | 2010 | tx¦frio | 39 | 2113 | 48163 | 1 | 14 | 25 | 9.3661 | IC¦NG
3630 | 8A | Natural Gas Internal Combustion Engine | Pearsall | TX | 28.9275 | -99.0919 | ERCO | 8.4 | 0.8 | 8.4 | 8.4 | 4 | 2035 | IC | NG | South Texas Electric Coop, Inc | 3630¦8A | 10 | 2010 | tx¦frio | 39 | 2113 | 48163 | 1 | 14 | 25 | 9.3661 | IC¦NG
3630 | 7A | Natural Gas Internal Combustion Engine | Pearsall | TX | 28.9275 | -99.0919 | ERCO | 8.4 | 0.8 | 8.4 | 8.4 | 4 | 2035 | IC | NG | South Texas Electric Coop, Inc | 3630¦7A | 10 | 2010 | tx¦frio | 39 | 2113 | 48163 | 1 | 14 | 25 | 9.3661 | IC¦NG
3630 | 6A | Natural Gas Internal Combustion Engine | Pearsall | TX | 28.9275 | -99.0919 | ERCO | 8.4 | 0.8 | 8.4 | 8.4 | 4 | 2035 | IC | NG | South Texas Electric Coop, Inc | 3630¦6A | 10 | 2010 | tx¦frio | 39 | 2113 | 48163 | 1 | 14 | 25 | 9.3661 | IC¦NG
3630 | 5A | Natural Gas Internal Combustion Engine | Pearsall | TX | 28.9275 | -99.0919 | ERCO | 8.4 | 0.8 | 8.4 | 8.4 | 4 | 2035 | IC | NG | South Texas Electric Coop, Inc | 3630¦5A | 10 | 2010 | tx¦frio | 39 | 2113 | 48163 | 1 | 14 | 25 | 9.3661 | IC¦NG
3630 | 4A | Natural Gas Internal Combustion Engine | Pearsall | TX | 28.9275 | -99.0919 | ERCO | 8.4 | 0.8 | 8.4 | 8.4 | 4 | 2035 | IC | NG | South Texas Electric Coop, Inc | 3630¦4A | 10 | 2010 | tx¦frio | 39 | 2113 | 48163 | 1 | 14 | 25 | 9.3661 | IC¦NG
3630 | 3A | Natural Gas Internal Combustion Engine | Pearsall | TX | 28.9275 | -99.0919 | ERCO | 8.4 | 0.8 | 8.4 | 8.4 | 4 | 2035 | IC | NG | South Texas Electric Coop, Inc | 3630¦3A | 10 | 2010 | tx¦frio | 39 | 2113 | 48163 | 1 | 14 | 25 | 9.3661 | IC¦NG
3630 | 2A | Natural Gas Internal Combustion Engine | Pearsall | TX | 28.9275 | -99.0919 | ERCO | 8.4 | 0.8 | 8.4 | 8.4 | 4 | 2035 | IC | NG | South Texas Electric Coop, Inc | 3630¦2A | 10 | 2010 | tx¦frio | 39 | 2113 | 48163 | 1 | 14 | 25 | 9.3661 | IC¦NG
3630 | 24A | Natural Gas Internal Combustion Engine | Pearsall | TX | 28.9275 | -99.0919 | ERCO | 8.4 | 0.8 | 8.4 | 8.4 | 4 | 2035 | IC | NG | South Texas Electric Coop, Inc | 3630¦24A | 10 | 2010 | tx¦frio | 39 | 2113 | 48163 | 1 | 14 | 25 | 9.3661 | IC¦NG
3630 | 23A | Natural Gas Internal Combustion Engine | Pearsall | TX | 28.9275 | -99.0919 | ERCO | 8.4 | 0.8 | 8.4 | 8.4 | 4 | 2035 | IC | NG | South Texas Electric Coop, Inc | 3630¦23A | 10 | 2010 | tx¦frio | 39 | 2113 | 48163 | 1 | 14 | 25 | 9.3661 | IC¦NG
3630 | 22A | Natural Gas Internal Combustion Engine | Pearsall | TX | 28.9275 | -99.0919 | ERCO | 8.4 | 0.8 | 8.4 | 8.4 | 4 | 2035 | IC | NG | South Texas Electric Coop, Inc | 3630¦22A | 10 | 2010 | tx¦frio | 39 | 2113 | 48163 | 1 | 14 | 25 | 9.3661 | IC¦NG
3630 | 21A | Natural Gas Internal Combustion Engine | Pearsall | TX | 28.9275 | -99.0919 | ERCO | 8.4 | 0.8 | 8.4 | 8.4 | 4 | 2035 | IC | NG | South Texas Electric Coop, Inc | 3630¦21A | 10 | 2010 | tx¦frio | 39 | 2113 | 48163 | 1 | 14 | 25 | 9.3661 | IC¦NG
3630 | 20A | Natural Gas Internal Combustion Engine | Pearsall | TX | 28.9275 | -99.0919 | ERCO | 8.4 | 0.8 | 8.4 | 8.4 | 4 | 2035 | IC | NG | South Texas Electric Coop, Inc | 3630¦20A | 10 | 2010 | tx¦frio | 39 | 2113 | 48163 | 1 | 14 | 25 | 9.3661 | IC¦NG
3630 | 1A | Natural Gas Internal Combustion Engine | Pearsall | TX | 28.9275 | -99.0919 | ERCO | 8.4 | 0.8 | 8.4 | 8.4 | 4 | 2035 | IC | NG | South Texas Electric Coop, Inc | 3630¦1A | 10 | 2010 | tx¦frio | 39 | 2113 | 48163 | 1 | 14 | 25 | 9.3661 | IC¦NG
3630 | 19A | Natural Gas Internal Combustion Engine | Pearsall | TX | 28.9275 | -99.0919 | ERCO | 8.4 | 0.8 | 8.4 | 8.4 | 4 | 2035 | IC | NG | South Texas Electric Coop, Inc | 3630¦19A | 10 | 2010 | tx¦frio | 39 | 2113 | 48163 | 1 | 14 | 25 | 9.3661 | IC¦NG
3630 | 18A | Natural Gas Internal Combustion Engine | Pearsall | TX | 28.9275 | -99.0919 | ERCO | 8.4 | 0.8 | 8.4 | 8.4 | 4 | 2035 | IC | NG | South Texas Electric Coop, Inc | 3630¦18A | 10 | 2010 | tx¦frio | 39 | 2113 | 48163 | 1 | 14 | 25 | 9.3661 | IC¦NG
3630 | 17A | Natural Gas Internal Combustion Engine | Pearsall | TX | 28.9275 | -99.0919 | ERCO | 8.4 | 0.8 | 8.4 | 8.4 | 4 | 2035 | IC | NG | South Texas Electric Coop, Inc | 3630¦17A | 10 | 2010 | tx¦frio | 39 | 2113 | 48163 | 1 | 14 | 25 | 9.3661 | IC¦NG
3630 | 16A | Natural Gas Internal Combustion Engine | Pearsall | TX | 28.9275 | -99.0919 | ERCO | 8.4 | 0.8 | 8.4 | 8.4 | 4 | 2035 | IC | NG | South Texas Electric Coop, Inc | 3630¦16A | 10 | 2010 | tx¦frio | 39 | 2113 | 48163 | 1 | 14 | 25 | 9.3661 | IC¦NG
3630 | 15A | Natural Gas Internal Combustion Engine | Pearsall | TX | 28.9275 | -99.0919 | ERCO | 8.4 | 0.8 | 8.4 | 8.4 | 4 | 2035 | IC | NG | South Texas Electric Coop, Inc | 3630¦15A | 10 | 2010 | tx¦frio | 39 | 2113 | 48163 | 1 | 14 | 25 | 9.3661 | IC¦NG
3630 | 14A | Natural Gas Internal Combustion Engine | Pearsall | TX | 28.9275 | -99.0919 | ERCO | 8.4 | 0.8 | 8.4 | 8.4 | 4 | 2035 | IC | NG | South Texas Electric Coop, Inc | 3630¦14A | 10 | 2010 | tx¦frio | 39 | 2113 | 48163 | 1 | 14 | 25 | 9.3661 | IC¦NG
3630 | 13A | Natural Gas Internal Combustion Engine | Pearsall | TX | 28.9275 | -99.0919 | ERCO | 8.4 | 0.8 | 8.4 | 8.4 | 4 | 2035 | IC | NG | South Texas Electric Coop, Inc | 3630¦13A | 10 | 2010 | tx¦frio | 39 | 2113 | 48163 | 1 | 14 | 25 | 9.3661 | IC¦NG
3630 | 12A | Natural Gas Internal Combustion Engine | Pearsall | TX | 28.9275 | -99.0919 | ERCO | 8.4 | 0.8 | 8.4 | 8.4 | 4 | 2035 | IC | NG | South Texas Electric Coop, Inc | 3630¦12A | 10 | 2010 | tx¦frio | 39 | 2113 | 48163 | 1 | 14 | 25 | 9.3661 | IC¦NG
3630 | 11A | Natural Gas Internal Combustion Engine | Pearsall | TX | 28.9275 | -99.0919 | ERCO | 8.4 | 0.8 | 8.4 | 8.4 | 4 | 2035 | IC | NG | South Texas Electric Coop, Inc | 3630¦11A | 10 | 2010 | tx¦frio | 39 | 2113 | 48163 | 1 | 14 | 25 | 9.3661 | IC¦NG
3630 | 10A | Natural Gas Internal Combustion Engine | Pearsall | TX | 28.9275 | -99.0919 | ERCO | 8.4 | 0.8 | 8.4 | 8.4 | 4 | 2035 | IC | NG | South Texas Electric Coop, Inc | 3630¦10A | 10 | 2010 | tx¦frio | 39 | 2113 | 48163 | 1 | 14 | 25 | 9.3661 | IC¦NG
4195 | EP3 | Natural Gas Internal Combustion Engine | Powerlane Plant | TX | 33.1707 | -96.1264 | ERCO | 8.4 | 0.8 | 8.2 | 8.2 | 5.8 | 2035 | IC | NG | City of Greenville - (TX) | 4195¦EP3 | 60 | 2010 | tx¦hunt | 39 | 2147 | 48231 | 1 | 14 | 25 | 10.009 | IC¦NG
4195 | EP2 | Natural Gas Internal Combustion Engine | Powerlane Plant | TX | 33.1707 | -96.1264 | ERCO | 8.4 | 0.8 | 8.2 | 8.2 | 5.8 | 2035 | IC | NG | City of Greenville - (TX) | 4195¦EP2 | 60 | 2010 | tx¦hunt | 39 | 2147 | 48231 | 1 | 14 | 25 | 10.009 | IC¦NG
4195 | EP | Natural Gas Internal Combustion Engine | Powerlane Plant | TX | 33.1707 | -96.1264 | ERCO | 8.4 | 0.8 | 8.2 | 8.2 | 5.8 | 2035 | IC | NG | City of Greenville - (TX) | 4195¦EP | 60 | 2010 | tx¦hunt | 39 | 2147 | 48231 | 1 | 14 | 25 | 10.009 | IC¦NG
10184 | EG2 | Natural Gas Internal Combustion Engine | Central Utility Plant | TX | 30.3974 | -97.8426 | ERCO | 6 | 0.8 | 2.5 | 2.4 | 1.8 | 2033 | CT | NG | Minnesota Mining & Mfg Co | 10184¦EG2 | 60 | 1988 | tx¦travis | 39 | 2258 | 48453 | 1 | 14 | 25 | 11.3692
10184 | EG1 | Natural Gas Internal Combustion Engine | Central Utility Plant | TX | 30.3974 | -97.8426 | ERCO | 6 | 0.8 | 3.6 | 4.1 | 1.8 | 2033 | CT | NG | Minnesota Mining & Mfg Co | 10184¦EG1 | 60 | 1988 | tx¦travis | 39 | 2258 | 48453 | 1 | 14 | 25 | 11.3692
50241 | 9542 | Natural Gas Internal Combustion Engine | Providence Memorial Hospital | TX | 31.7697 | -106.5014 | EPE | 2.1 | 0.8 | 2.1 | 2.1 | 0.5 | 2032 | IC | NG | Tenet Hospital Ltd | 50241¦9542 | 60 | 1987 | tx¦el paso | 39 | 2101 | 48141 | 1 | 14 | 25 | 11.4184 | IC¦NG
54520 | SD2 | Natural Gas Internal Combustion Engine | Village Creek Water Reclamation Facility | TX | 32.7751 | -97.1421 | ERCO | 0.9 | 0.8 | 0.9 | 0.9 | 0.1 | 2019 | IC | NG | Ft Worth City of | 54520¦SD2 | 10 | 1994 | tx¦tarrant | 39 | 2251 | 48439 | 1 | 14 | 25 | 11.0877 | IC¦NG
54520 | SD1 | Natural Gas Internal Combustion Engine | Village Creek Water Reclamation Facility | TX | 32.7751 | -97.1421 | ERCO | 0.9 | 0.8 | 0.9 | 0.9 | 0.1 | 2019 | IC | NG | Ft Worth City of | 54520¦SD1 | 10 | 1994 | tx¦tarrant | 39 | 2251 | 48439 | 1 | 14 | 25 | 11.0877 | IC¦NG
54607 | GEN1 | Natural Gas Internal Combustion Engine | University of Texas at Dallas | TX | 32.9883 | -96.7489 | ERCO | 3.5 | 0.8 | 3.5 | 3.5 | 1 | 2025 | IC | NG | The University of Texas at Dallas | 54607¦GEN1 | 60 | 1980 | tx¦collin | 39 | 2074 | 48085 | 1 | 14 | 25 | 11.7489 | IC¦NG
55052 | 621 | Natural Gas Internal Combustion Engine | Jameson Gas Processing Plant | TX | 32.05 | -100.6917 | ERCO | 0.4 | 0.8 | 0.4 | 0.4 | 0.3 | 2026 | IC | NG | WTG Jameson, L.P. | 55052¦621 | 10 | 1981 | tx¦coke | 39 | 2072 | 48081 | 1 | 14 | 25 | 8.4197 | IC¦NG
55052 | 620 | Natural Gas Internal Combustion Engine | Jameson Gas Processing Plant | TX | 32.05 | -100.6917 | ERCO | 0.4 | 0.8 | 0.4 | 0.4 | 0.3 | 2026 | IC | NG | WTG Jameson, L.P. | 55052¦620 | 10 | 1981 | tx¦coke | 39 | 2072 | 48081 | 1 | 14 | 25 | 8.4197 | IC¦NG
55052 | GN410 | Natural Gas Internal Combustion Engine | Jameson Gas Processing Plant | TX | 32.05 | -100.6917 | ERCO | 0.5 | 0.8 | 0.5 | 0.5 | 0.3 | 2042 | IC | NG | WTG Jameson, L.P. | 55052¦GN410 | 10 | 2017 | tx¦coke | 39 | 2072 | 48081 | 1 | 14 | 25 | 8.4197 | IC¦NG
55052 | 622 | Natural Gas Internal Combustion Engine | Jameson Gas Processing Plant | TX | 32.05 | -100.6917 | ERCO | 0.5 | 0.8 | 0.5 | 0.5 | 0.3 | 2031 | IC | NG | WTG Jameson, L.P. | 55052¦622 | 10 | 1986 | tx¦coke | 39 | 2072 | 48081 | 1 | 14 | 25 | 8.4197 | IC¦NG
55053 | 671 | Natural Gas Internal Combustion Engine | Bridgeport Gas Processing Plant | TX | 33.1958 | -97.8025 | ERCO | 0.8 | 0.8 | 0.8 | 0.8 | 0.1 | 2027 | IC | NG | EnLink Midstream Services, LLC | 55053¦671 | 60 | 2002 | tx¦wise | 39 | 2280 | 48497 | 1 | 14 | 25 | 10.1967 | IC¦NG
55053 | 667 | Natural Gas Internal Combustion Engine | Bridgeport Gas Processing Plant | TX | 33.1958 | -97.8025 | ERCO | 0.8 | 0.8 | 0.8 | 0.8 | 0.1 | 2026 | IC | NG | EnLink Midstream Services, LLC | 55053¦667 | 60 | 2001 | tx¦wise | 39 | 2280 | 48497 | 1 | 14 | 25 | 10.1967 | IC¦NG
55053 | 666 | Natural Gas Internal Combustion Engine | Bridgeport Gas Processing Plant | TX | 33.1958 | -97.8025 | ERCO | 0.8 | 0.8 | 0.8 | 0.8 | 0.1 | 2026 | IC | NG | EnLink Midstream Services, LLC | 55053¦666 | 60 | 2001 | tx¦wise | 39 | 2280 | 48497 | 1 | 14 | 25 | 10.1967 | IC¦NG
55053 | 658 | Natural Gas Internal Combustion Engine | Bridgeport Gas Processing Plant | TX | 33.1958 | -97.8025 | ERCO | 0.8 | 0.8 | 0.8 | 0.8 | 0.1 | 2026 | IC | NG | EnLink Midstream Services, LLC | 55053¦658 | 60 | 2001 | tx¦wise | 39 | 2280 | 48497 | 1 | 14 | 25 | 10.1967 | IC¦NG
55053 | 657 | Natural Gas Internal Combustion Engine | Bridgeport Gas Processing Plant | TX | 33.1958 | -97.8025 | ERCO | 0.8 | 0.8 | 0.8 | 0.8 | 0.1 | 2026 | IC | NG | EnLink Midstream Services, LLC | 55053¦657 | 60 | 2001 | tx¦wise | 39 | 2280 | 48497 | 1 | 14 | 25 | 10.1967 | IC¦NG
55053 | 656 | Natural Gas Internal Combustion Engine | Bridgeport Gas Processing Plant | TX | 33.1958 | -97.8025 | ERCO | 0.8 | 0.8 | 0.8 | 0.8 | 0.1 | 2026 | IC | NG | EnLink Midstream Services, LLC | 55053¦656 | 60 | 2001 | tx¦wise | 39 | 2280 | 48497 | 1 | 14 | 25 | 10.1967 | IC¦NG
55053 | 655 | Natural Gas Internal Combustion Engine | Bridgeport Gas Processing Plant | TX | 33.1958 | -97.8025 | ERCO | 0.8 | 0.8 | 0.8 | 0.8 | 0.1 | 2026 | IC | NG | EnLink Midstream Services, LLC | 55053¦655 | 60 | 2001 | tx¦wise | 39 | 2280 | 48497 | 1 | 14 | 25 | 10.1967 | IC¦NG
55053 | 654 | Natural Gas Internal Combustion Engine | Bridgeport Gas Processing Plant | TX | 33.1958 | -97.8025 | ERCO | 0.8 | 0.8 | 0.8 | 0.8 | 0.1 | 2025 | IC | NG | EnLink Midstream Services, LLC | 55053¦654 | 60 | 2000 | tx¦wise | 39 | 2280 | 48497 | 1 | 14 | 25 | 10.1967 | IC¦NG
55053 | 2723 | Natural Gas Internal Combustion Engine | Bridgeport Gas Processing Plant | TX | 33.1958 | -97.8025 | ERCO | 0.8 | 0.8 | 0.8 | 0.8 | 0.1 | 2034 | IC | NG | EnLink Midstream Services, LLC | 55053¦2723 | 60 | 2009 | tx¦wise | 39 | 2280 | 48497 | 1 | 14 | 25 | 10.1967 | IC¦NG
55053 | 17 | Natural Gas Internal Combustion Engine | Bridgeport Gas Processing Plant | TX | 33.1958 | -97.8025 | ERCO | 0.8 | 0.8 | 0.8 | 0.8 | 0.1 | 2038 | IC | NG | EnLink Midstream Services, LLC | 55053¦17 | 60 | 2013 | tx¦wise | 39 | 2280 | 48497 | 1 | 14 | 25 | 10.1967 | IC¦NG
55053 | 16 | Natural Gas Internal Combustion Engine | Bridgeport Gas Processing Plant | TX | 33.1958 | -97.8025 | ERCO | 0.8 | 0.8 | 0.8 | 0.8 | 0.1 | 2038 | IC | NG | EnLink Midstream Services, LLC | 55053¦16 | 60 | 2013 | tx¦wise | 39 | 2280 | 48497 | 1 | 14 | 25 | 10.1967 | IC¦NG
55053 | 15 | Natural Gas Internal Combustion Engine | Bridgeport Gas Processing Plant | TX | 33.1958 | -97.8025 | ERCO | 0.8 | 0.8 | 0.8 | 0.8 | 0.1 | 2038 | IC | NG | EnLink Midstream Services, LLC | 55053¦15 | 60 | 2013 | tx¦wise | 39 | 2280 | 48497 | 1 | 14 | 25 | 10.1967 | IC¦NG
55053 | 14 | Natural Gas Internal Combustion Engine | Bridgeport Gas Processing Plant | TX | 33.1958 | -97.8025 | ERCO | 0.8 | 0.8 | 0.8 | 0.8 | 0.1 | 2038 | IC | NG | EnLink Midstream Services, LLC | 55053¦14 | 60 | 2013 | tx¦wise | 39 | 2280 | 48497 | 1 | 14 | 25 | 10.1967 | IC¦NG
57865 | E18 | Natural Gas Internal Combustion Engine | Antelope Station | TX | 33.865 | -101.8433 | SWPP | 9.3 | 0.8 | 9.1 | 9.3 | 3.7 | 2036 | IC | NG | Golden Spread Electric Cooperative, Inc | 57865¦E18 | 10 | 2011 | tx¦hale | 39 | 2126 | 48189 | 1 | 14 | 25 | 8.7849 | IC¦NG
57865 | E17 | Natural Gas Internal Combustion Engine | Antelope Station | TX | 33.865 | -101.8433 | SWPP | 9.3 | 0.8 | 9.1 | 9.3 | 3.7 | 2036 | IC | NG | Golden Spread Electric Cooperative, Inc | 57865¦E17 | 10 | 2011 | tx¦hale | 39 | 2126 | 48189 | 1 | 14 | 25 | 8.7849 | IC¦NG
57865 | E16 | Natural Gas Internal Combustion Engine | Antelope Station | TX | 33.865 | -101.8433 | SWPP | 9.3 | 0.8 | 9.1 | 9.3 | 3.7 | 2036 | IC | NG | Golden Spread Electric Cooperative, Inc | 57865¦E16 | 10 | 2011 | tx¦hale | 39 | 2126 | 48189 | 1 | 14 | 25 | 8.7849 | IC¦NG
57865 | E15 | Natural Gas Internal Combustion Engine | Antelope Station | TX | 33.865 | -101.8433 | SWPP | 9.3 | 0.8 | 9.1 | 9.3 | 3.7 | 2036 | IC | NG | Golden Spread Electric Cooperative, Inc | 57865¦E15 | 10 | 2011 | tx¦hale | 39 | 2126 | 48189 | 1 | 14 | 25 | 8.7849 | IC¦NG
57865 | E14 | Natural Gas Internal Combustion Engine | Antelope Station | TX | 33.865 | -101.8433 | SWPP | 9.3 | 0.8 | 9.1 | 9.3 | 3.7 | 2036 | IC | NG | Golden Spread Electric Cooperative, Inc | 57865¦E14 | 10 | 2011 | tx¦hale | 39 | 2126 | 48189 | 1 | 14 | 25 | 8.7849 | IC¦NG
57865 | E13 | Natural Gas Internal Combustion Engine | Antelope Station | TX | 33.865 | -101.8433 | SWPP | 9.3 | 0.8 | 9.1 | 9.3 | 3.7 | 2036 | IC | NG | Golden Spread Electric Cooperative, Inc | 57865¦E13 | 10 | 2011 | tx¦hale | 39 | 2126 | 48189 | 1 | 14 | 25 | 8.7849 | IC¦NG
57865 | E12 | Natural Gas Internal Combustion Engine | Antelope Station | TX | 33.865 | -101.8433 | SWPP | 9.3 | 0.8 | 9.1 | 9.3 | 3.7 | 2036 | IC | NG | Golden Spread Electric Cooperative, Inc | 57865¦E12 | 10 | 2011 | tx¦hale | 39 | 2126 | 48189 | 1 | 14 | 25 | 8.7849 | IC¦NG
57865 | E11 | Natural Gas Internal Combustion Engine | Antelope Station | TX | 33.865 | -101.8433 | SWPP | 9.3 | 0.8 | 9.1 | 9.3 | 3.7 | 2036 | IC | NG | Golden Spread Electric Cooperative, Inc | 57865¦E11 | 10 | 2011 | tx¦hale | 39 | 2126 | 48189 | 1 | 14 | 25 | 8.7849 | IC¦NG
57865 | E10 | Natural Gas Internal Combustion Engine | Antelope Station | TX | 33.865 | -101.8433 | SWPP | 9.3 | 0.8 | 9.1 | 9.3 | 3.7 | 2036 | IC | NG | Golden Spread Electric Cooperative, Inc | 57865¦E10 | 10 | 2011 | tx¦hale | 39 | 2126 | 48189 | 1 | 14 | 25 | 8.7849 | IC¦NG
57865 | E09 | Natural Gas Internal Combustion Engine | Antelope Station | TX | 33.865 | -101.8433 | SWPP | 9.3 | 0.8 | 9.1 | 9.3 | 3.7 | 2036 | IC | NG | Golden Spread Electric Cooperative, Inc | 57865¦E09 | 10 | 2011 | tx¦hale | 39 | 2126 | 48189 | 1 | 14 | 25 | 8.7849 | IC¦NG
57865 | E08 | Natural Gas Internal Combustion Engine | Antelope Station | TX | 33.865 | -101.8433 | SWPP | 9.3 | 0.8 | 9.1 | 9.3 | 3.7 | 2036 | IC | NG | Golden Spread Electric Cooperative, Inc | 57865¦E08 | 10 | 2011 | tx¦hale | 39 | 2126 | 48189 | 1 | 14 | 25 | 8.7849 | IC¦NG
57865 | E07 | Natural Gas Internal Combustion Engine | Antelope Station | TX | 33.865 | -101.8433 | SWPP | 9.3 | 0.8 | 9.1 | 9.3 | 3.7 | 2036 | IC | NG | Golden Spread Electric Cooperative, Inc | 57865¦E07 | 10 | 2011 | tx¦hale | 39 | 2126 | 48189 | 1 | 14 | 25 | 8.7849 | IC¦NG
57865 | E06 | Natural Gas Internal Combustion Engine | Antelope Station | TX | 33.865 | -101.8433 | SWPP | 9.3 | 0.8 | 9.1 | 9.3 | 3.7 | 2036 | IC | NG | Golden Spread Electric Cooperative, Inc | 57865¦E06 | 10 | 2011 | tx¦hale | 39 | 2126 | 48189 | 1 | 14 | 25 | 8.7849 | IC¦NG
57865 | E05 | Natural Gas Internal Combustion Engine | Antelope Station | TX | 33.865 | -101.8433 | SWPP | 9.3 | 0.8 | 9.1 | 9.3 | 3.7 | 2036 | IC | NG | Golden Spread Electric Cooperative, Inc | 57865¦E05 | 10 | 2011 | tx¦hale | 39 | 2126 | 48189 | 1 | 14 | 25 | 8.7849 | IC¦NG
57865 | E04 | Natural Gas Internal Combustion Engine | Antelope Station | TX | 33.865 | -101.8433 | SWPP | 9.3 | 0.8 | 9.1 | 9.3 | 3.7 | 2036 | IC | NG | Golden Spread Electric Cooperative, Inc | 57865¦E04 | 10 | 2011 | tx¦hale | 39 | 2126 | 48189 | 1 | 14 | 25 | 8.7849 | IC¦NG
57865 | E03 | Natural Gas Internal Combustion Engine | Antelope Station | TX | 33.865 | -101.8433 | SWPP | 9.3 | 0.8 | 9.1 | 9.3 | 3.7 | 2036 | IC | NG | Golden Spread Electric Cooperative, Inc | 57865¦E03 | 10 | 2011 | tx¦hale | 39 | 2126 | 48189 | 1 | 14 | 25 | 8.7849 | IC¦NG
57865 | E02 | Natural Gas Internal Combustion Engine | Antelope Station | TX | 33.865 | -101.8433 | SWPP | 9.3 | 0.8 | 9.1 | 9.3 | 3.7 | 2036 | IC | NG | Golden Spread Electric Cooperative, Inc | 57865¦E02 | 10 | 2011 | tx¦hale | 39 | 2126 | 48189 | 1 | 14 | 25 | 8.7849 | IC¦NG
57865 | E01 | Natural Gas Internal Combustion Engine | Antelope Station | TX | 33.865 | -101.8433 | SWPP | 9.3 | 0.8 | 9.1 | 9.3 | 3.7 | 2036 | IC | NG | Golden Spread Electric Cooperative, Inc | 57865¦E01 | 10 | 2011 | tx¦hale | 39 | 2126 | 48189 | 1 | 14 | 25 | 8.7849 | IC¦NG
57952 | GEN3 | Natural Gas Internal Combustion Engine | Woodall Gas Plant | TX | 35.6908 | -100.2403 | SWPP | 1 | 0.9 | 1 | 1 | 0.1 | 2037 | IC | NG | Energy Transfer Field Services LLC | 57952¦GEN3 | 60 | 2012 | tx¦hemphill | 39 | 2137 | 48211 | 1 | 14 | 25 | 12.9569 | IC¦NG
57952 | GEN2 | Natural Gas Internal Combustion Engine | Woodall Gas Plant | TX | 35.6908 | -100.2403 | SWPP | 1 | 0.9 | 1 | 1 | 0.1 | 2037 | IC | NG | Energy Transfer Field Services LLC | 57952¦GEN2 | 60 | 2012 | tx¦hemphill | 39 | 2137 | 48211 | 1 | 14 | 25 | 12.9569 | IC¦NG
57952 | GEN1 | Natural Gas Internal Combustion Engine | Woodall Gas Plant | TX | 35.6908 | -100.2403 | SWPP | 1 | 0.9 | 1 | 1 | 0.1 | 2037 | IC | NG | Energy Transfer Field Services LLC | 57952¦GEN1 | 60 | 2012 | tx¦hemphill | 39 | 2137 | 48211 | 1 | 14 | 25 | 12.9569 | IC¦NG
59391 | ENG12 | Natural Gas Internal Combustion Engine | Red Gate Power Plant | TX | 26.4511 | -98.1775 | ERCO | 18.7 | 0.9 | 18.3 | 18.3 | 7.5 | 2041 | IC | NG | South Texas Electric Coop, Inc | 59391¦ENG12 | 720 | 2016 | tx¦hidalgo | 39 | 2139 | 48215 | 1 | 14 | 25 | 8.9904 | IC¦NG
59391 | ENG11 | Natural Gas Internal Combustion Engine | Red Gate Power Plant | TX | 26.4511 | -98.1775 | ERCO | 18.7 | 0.9 | 18.3 | 18.3 | 7.5 | 2041 | IC | NG | South Texas Electric Coop, Inc | 59391¦ENG11 | 720 | 2016 | tx¦hidalgo | 39 | 2139 | 48215 | 1 | 14 | 25 | 8.9904 | IC¦NG
59391 | ENG10 | Natural Gas Internal Combustion Engine | Red Gate Power Plant | TX | 26.4511 | -98.1775 | ERCO | 18.7 | 0.9 | 18.3 | 18.3 | 7.5 | 2041 | IC | NG | South Texas Electric Coop, Inc | 59391¦ENG10 | 720 | 2016 | tx¦hidalgo | 39 | 2139 | 48215 | 1 | 14 | 25 | 8.9904 | IC¦NG
59391 | ENG09 | Natural Gas Internal Combustion Engine | Red Gate Power Plant | TX | 26.4511 | -98.1775 | ERCO | 18.7 | 0.9 | 18.3 | 18.3 | 7.5 | 2041 | IC | NG | South Texas Electric Coop, Inc | 59391¦ENG09 | 720 | 2016 | tx¦hidalgo | 39 | 2139 | 48215 | 1 | 14 | 25 | 8.9904 | IC¦NG
59391 | ENG08 | Natural Gas Internal Combustion Engine | Red Gate Power Plant | TX | 26.4511 | -98.1775 | ERCO | 18.7 | 0.9 | 18.3 | 18.3 | 7.5 | 2041 | IC | NG | South Texas Electric Coop, Inc | 59391¦ENG08 | 720 | 2016 | tx¦hidalgo | 39 | 2139 | 48215 | 1 | 14 | 25 | 8.9904 | IC¦NG
59391 | ENG07 | Natural Gas Internal Combustion Engine | Red Gate Power Plant | TX | 26.4511 | -98.1775 | ERCO | 18.7 | 0.9 | 18.3 | 18.3 | 7.5 | 2041 | IC | NG | South Texas Electric Coop, Inc | 59391¦ENG07 | 720 | 2016 | tx¦hidalgo | 39 | 2139 | 48215 | 1 | 14 | 25 | 8.9904 | IC¦NG
59391 | ENG06 | Natural Gas Internal Combustion Engine | Red Gate Power Plant | TX | 26.4511 | -98.1775 | ERCO | 18.7 | 0.9 | 18.3 | 18.3 | 7.5 | 2041 | IC | NG | South Texas Electric Coop, Inc | 59391¦ENG06 | 720 | 2016 | tx¦hidalgo | 39 | 2139 | 48215 | 1 | 14 | 25 | 8.9904 | IC¦NG
59391 | ENG05 | Natural Gas Internal Combustion Engine | Red Gate Power Plant | TX | 26.4511 | -98.1775 | ERCO | 18.7 | 0.9 | 18.3 | 18.3 | 7.5 | 2041 | IC | NG | South Texas Electric Coop, Inc | 59391¦ENG05 | 720 | 2016 | tx¦hidalgo | 39 | 2139 | 48215 | 1 | 14 | 25 | 8.9904 | IC¦NG
59391 | ENG04 | Natural Gas Internal Combustion Engine | Red Gate Power Plant | TX | 26.4511 | -98.1775 | ERCO | 18.7 | 0.9 | 18.3 | 18.3 | 7.5 | 2041 | IC | NG | South Texas Electric Coop, Inc | 59391¦ENG04 | 720 | 2016 | tx¦hidalgo | 39 | 2139 | 48215 | 1 | 14 | 25 | 8.9904 | IC¦NG
59391 | ENG03 | Natural Gas Internal Combustion Engine | Red Gate Power Plant | TX | 26.4511 | -98.1775 | ERCO | 18.7 | 0.9 | 18.3 | 18.3 | 7.5 | 2041 | IC | NG | South Texas Electric Coop, Inc | 59391¦ENG03 | 720 | 2016 | tx¦hidalgo | 39 | 2139 | 48215 | 1 | 14 | 25 | 8.9904 | IC¦NG
59391 | ENG02 | Natural Gas Internal Combustion Engine | Red Gate Power Plant | TX | 26.4511 | -98.1775 | ERCO | 18.7 | 0.9 | 18.3 | 18.3 | 7.5 | 2041 | IC | NG | South Texas Electric Coop, Inc | 59391¦ENG02 | 720 | 2016 | tx¦hidalgo | 39 | 2139 | 48215 | 1 | 14 | 25 | 8.9904 | IC¦NG
59391 | ENG01 | Natural Gas Internal Combustion Engine | Red Gate Power Plant | TX | 26.4511 | -98.1775 | ERCO | 18.7 | 0.9 | 18.3 | 18.3 | 7.5 | 2041 | IC | NG | South Texas Electric Coop, Inc | 59391¦ENG01 | 720 | 2016 | tx¦hidalgo | 39 | 2139 | 48215 | 1 | 14 | 25 | 8.9904 | IC¦NG
59938 | UNIT6 | Natural Gas Internal Combustion Engine | Sky Global Power One | TX | 29.5503 | -96.5378 | ERCO | 8.5 | 0.9 | 8.3 | 8.4 | 4.3 | 2041 | IC | NG | Sky Global Power One Pledgor, LLC | 59938¦UNIT6 | 10 | 2016 | tx¦colorado | 39 | 2076 | 48089 | 1 | 14 | 25 | 9.3086 | IC¦NG
59938 | UNIT5 | Natural Gas Internal Combustion Engine | Sky Global Power One | TX | 29.5503 | -96.5378 | ERCO | 8.5 | 0.9 | 8.3 | 8.4 | 4.3 | 2041 | IC | NG | Sky Global Power One Pledgor, LLC | 59938¦UNIT5 | 10 | 2016 | tx¦colorado | 39 | 2076 | 48089 | 1 | 14 | 25 | 9.3086 | IC¦NG
59938 | UNIT4 | Natural Gas Internal Combustion Engine | Sky Global Power One | TX | 29.5503 | -96.5378 | ERCO | 8.5 | 0.9 | 8.3 | 8.4 | 4.3 | 2041 | IC | NG | Sky Global Power One Pledgor, LLC | 59938¦UNIT4 | 10 | 2016 | tx¦colorado | 39 | 2076 | 48089 | 1 | 14 | 25 | 9.3086 | IC¦NG
59938 | UNIT3 | Natural Gas Internal Combustion Engine | Sky Global Power One | TX | 29.5503 | -96.5378 | ERCO | 8.5 | 0.9 | 8.3 | 8.4 | 4.3 | 2041 | IC | NG | Sky Global Power One Pledgor, LLC | 59938¦UNIT3 | 10 | 2016 | tx¦colorado | 39 | 2076 | 48089 | 1 | 14 | 25 | 9.3086 | IC¦NG
59938 | UNIT2 | Natural Gas Internal Combustion Engine | Sky Global Power One | TX | 29.5503 | -96.5378 | ERCO | 8.5 | 0.9 | 8.3 | 8.4 | 4.3 | 2041 | IC | NG | Sky Global Power One Pledgor, LLC | 59938¦UNIT2 | 10 | 2016 | tx¦colorado | 39 | 2076 | 48089 | 1 | 14 | 25 | 9.3086 | IC¦NG
59938 | UNIT1 | Natural Gas Internal Combustion Engine | Sky Global Power One | TX | 29.5503 | -96.5378 | ERCO | 8.5 | 0.9 | 8.3 | 8.4 | 4.3 | 2041 | IC | NG | Sky Global Power One Pledgor, LLC | 59938¦UNIT1 | 10 | 2016 | tx¦colorado | 39 | 2076 | 48089 | 1 | 14 | 25 | 9.3086 | IC¦NG
61643 | 44174 | Natural Gas Internal Combustion Engine | Denton Energy Center | TX | 33.2149 | -97.2097 | ERCO | 18.8 | 0.8 | 18.8 | 18.8 | 3.8 | 2043 | IC | NG | City of Denton | 61643¦DEC9 | 10 | 2018 | tx¦denton | 39 | 2092 | 48121 | 1 | 14 | 25 | 8.3745 | IC¦NG
61643 | 44173 | Natural Gas Internal Combustion Engine | Denton Energy Center | TX | 33.2149 | -97.2097 | ERCO | 18.8 | 0.8 | 18.8 | 18.8 | 3.8 | 2043 | IC | NG | City of Denton | 61643¦DEC8 | 10 | 2018 | tx¦denton | 39 | 2092 | 48121 | 1 | 14 | 25 | 8.3745 | IC¦NG
61643 | 44172 | Natural Gas Internal Combustion Engine | Denton Energy Center | TX | 33.2149 | -97.2097 | ERCO | 18.8 | 0.8 | 18.8 | 18.8 | 3.8 | 2043 | IC | NG | City of Denton | 61643¦DEC7 | 10 | 2018 | tx¦denton | 39 | 2092 | 48121 | 1 | 14 | 25 | 8.3745 | IC¦NG
61643 | 44171 | Natural Gas Internal Combustion Engine | Denton Energy Center | TX | 33.2149 | -97.2097 | ERCO | 18.8 | 0.8 | 18.8 | 18.8 | 3.8 | 2043 | IC | NG | City of Denton | 61643¦DEC6 | 10 | 2018 | tx¦denton | 39 | 2092 | 48121 | 1 | 14 | 25 | 8.3745 | IC¦NG
61643 | 44170 | Natural Gas Internal Combustion Engine | Denton Energy Center | TX | 33.2149 | -97.2097 | ERCO | 18.8 | 0.8 | 18.8 | 18.8 | 3.8 | 2043 | IC | NG | City of Denton | 61643¦DEC5 | 10 | 2018 | tx¦denton | 39 | 2092 | 48121 | 1 | 14 | 25 | 8.3745 | IC¦NG
61643 | 44169 | Natural Gas Internal Combustion Engine | Denton Energy Center | TX | 33.2149 | -97.2097 | ERCO | 18.8 | 0.8 | 18.8 | 18.8 | 3.8 | 2043 | IC | NG | City of Denton | 61643¦DEC4 | 10 | 2018 | tx¦denton | 39 | 2092 | 48121 | 1 | 14 | 25 | 8.3745 | IC¦NG
61643 | 44168 | Natural Gas Internal Combustion Engine | Denton Energy Center | TX | 33.2149 | -97.2097 | ERCO | 18.8 | 0.8 | 18.8 | 18.8 | 3.8 | 2043 | IC | NG | City of Denton | 61643¦DEC3 | 10 | 2018 | tx¦denton | 39 | 2092 | 48121 | 1 | 14 | 25 | 8.3745 | IC¦NG
61643 | 44167 | Natural Gas Internal Combustion Engine | Denton Energy Center | TX | 33.2149 | -97.2097 | ERCO | 18.8 | 0.8 | 18.8 | 18.8 | 3.8 | 2043 | IC | NG | City of Denton | 61643¦DEC2 | 10 | 2018 | tx¦denton | 39 | 2092 | 48121 | 1 | 14 | 25 | 8.3745 | IC¦NG
61643 | 44177 | Natural Gas Internal Combustion Engine | Denton Energy Center | TX | 33.2149 | -97.2097 | ERCO | 18.8 | 0.8 | 18.8 | 18.8 | 3.8 | 2043 | IC | NG | City of Denton | 61643¦DEC12 | 10 | 2018 | tx¦denton | 39 | 2092 | 48121 | 1 | 14 | 25 | 8.3745 | IC¦NG
61643 | 44176 | Natural Gas Internal Combustion Engine | Denton Energy Center | TX | 33.2149 | -97.2097 | ERCO | 18.8 | 0.8 | 18.8 | 18.8 | 3.8 | 2043 | IC | NG | City of Denton | 61643¦DEC11 | 10 | 2018 | tx¦denton | 39 | 2092 | 48121 | 1 | 14 | 25 | 8.3745 | IC¦NG
61643 | 44175 | Natural Gas Internal Combustion Engine | Denton Energy Center | TX | 33.2149 | -97.2097 | ERCO | 18.8 | 0.8 | 18.8 | 18.8 | 3.8 | 2043 | IC | NG | City of Denton | 61643¦DEC10 | 10 | 2018 | tx¦denton | 39 | 2092 | 48121 | 1 | 14 | 25 | 8.3745 | IC¦NG
61643 | 44166 | Natural Gas Internal Combustion Engine | Denton Energy Center | TX | 33.2149 | -97.2097 | ERCO | 18.8 | 0.8 | 18.8 | 18.8 | 3.8 | 2043 | IC | NG | City of Denton | 61643¦DEC1 | 10 | 2018 | tx¦denton | 39 | 2092 | 48121 | 1 | 14 | 25 | 8.3745 | IC¦NG
3452 | 1 | Natural Gas Steam Turbine | Lake Hubbard | TX | 32.8358 | -96.5458 | ERCO | 396.5 | 0.9 | 392 | 392 | 56 | 2028 | ST | NG | Luminant Generation Company LLC | 3452¦1 | 720 | 1970 | tx¦dallas | 39 | 2088 | 48113 | 1 | 14 | 38 | 12.0382 | ST¦NG
3452 | 2 | Natural Gas Steam Turbine | Lake Hubbard | TX | 32.8358 | -96.5458 | ERCO | 531 | 0.9 | 523 | 523 | 40 | 2031 | ST | NG | Luminant Generation Company LLC | 3452¦2 | 720 | 1973 | tx¦dallas | 39 | 2088 | 48113 | 1 | 14 | 38 | 12.0382 | ST¦NG
3453 | 6 | Natural Gas Steam Turbine | Mountain Creek | TX | 32.7231 | -96.9358 | ERCO | 135.7 | 0.85 | 122 | 122 | 15 | 2034 | ST | NG |  | 3453¦6 | 1440 | 1956 | tx¦dallas | 39 | 2088 | 48113 | 1 | 14 | 38 | 15.1205 | ST¦NG
3453 | 7 | Natural Gas Steam Turbine | Mountain Creek | TX | 32.7231 | -96.9358 | ERCO | 136 | 0.85 | 118 | 118 | 15 | 2036 | ST | NG |  | 3453¦7 | 720 | 1958 | tx¦dallas | 39 | 2088 | 48113 | 1 | 14 | 38 | 15.1205 | ST¦NG
3453 | 8 | Natural Gas Steam Turbine | Mountain Creek | TX | 32.7231 | -96.9358 | ERCO | 580.5 | 0.9 | 568 | 568 | 100 | 2025 | ST | NG |  | 3453¦8 | 1440 | 1967 | tx¦dallas | 39 | 2088 | 48113 | 1 | 14 | 38 | 15.1205 | ST¦NG
3456 | 2 | Natural Gas Steam Turbine | Newman | TX | 31.9836 | -106.4318 | EPE | 81.6 | 0.85 | 76 | 76 | 21 | 2021 | ST | NG | El Paso Electric Co | 3456¦2 | 720 | 1963 | tx¦el paso | 39 | 2101 | 48141 | 1 | 14 | 38 | 12.1566 | ST¦NG
3456 | 1 | Natural Gas Steam Turbine | Newman | TX | 31.9836 | -106.4318 | EPE | 81.6 | 0.85 | 74 | 76 | 21 | 2038 | ST | NG | El Paso Electric Co | 3456¦1 | 1440 | 1960 | tx¦el paso | 39 | 2101 | 48141 | 1 | 14 | 38 | 12.1566 | ST¦NG
3456 | 3 | Natural Gas Steam Turbine | Newman | TX | 31.9836 | -106.4318 | EPE | 121.8 | 0.85 | 97 | 100 | 20 | 2024 | ST | NG | El Paso Electric Co | 3456¦3 | 720 | 1966 | tx¦el paso | 39 | 2101 | 48141 | 1 | 14 | 38 | 12.1566 | ST¦NG
3457 | 2 | Natural Gas Steam Turbine | Lewis Creek | TX | 30.4356 | -95.5214 | MISO | 271.4 | 0.87 | 253 | 253.7 | 50 | 2029 | ST | NG | Entergy Texas Inc. | 3457¦2 | 720 | 1971 | tx¦montgomery | 39 | 2201 | 48339 | 1 | 14 | 38 | 10.8904 | ST¦NG
3457 | 1 | Natural Gas Steam Turbine | Lewis Creek | TX | 30.4356 | -95.5214 | MISO | 271.4 | 0.87 | 252.1 | 255 | 50 | 2028 | ST | NG | Entergy Texas Inc. | 3457¦1 | 720 | 1970 | tx¦montgomery | 39 | 2201 | 48339 | 1 | 14 | 38 | 10.8904 | ST¦NG
3459 | 1 | Natural Gas Steam Turbine | Sabine | TX | 30.0242 | -93.878 | MISO | 239.4 | 0.85 | 212 | 212.7 | 50 | 2020 | ST | NG | Entergy Texas Inc. | 3459¦1 | 1440 | 1962 | tx¦orange | 39 | 2212 | 48361 | 1 | 14 | 38 | 12.3939 | ST¦NG
3459 | 3 | Natural Gas Steam Turbine | Sabine | TX | 30.0242 | -93.878 | MISO | 473.4 | 0.87 | 410.7 | 415 | 55 | 2024 | ST | NG | Entergy Texas Inc. | 3459¦3 | 1440 | 1966 | tx¦orange | 39 | 2212 | 48361 | 1 | 14 | 38 | 12.3939 | ST¦NG
3459 | 5 | Natural Gas Steam Turbine | Sabine | TX | 30.0242 | -93.878 | MISO | 507.4 | 0.87 | 448 | 453 | 55 | 2037 | ST | NG | Entergy Texas Inc. | 3459¦5 | 1440 | 1979 | tx¦orange | 39 | 2212 | 48361 | 1 | 14 | 38 | 12.3939 | ST¦NG
3459 | 4 | Natural Gas Steam Turbine | Sabine | TX | 30.0242 | -93.878 | MISO | 591.6 | 0.87 | 533.4 | 535.8 | 185 | 2032 | ST | NG | Entergy Texas Inc. | 3459¦4 | 1440 | 1974 | tx¦orange | 39 | 2212 | 48361 | 1 | 14 | 38 | 12.3939 | ST¦NG
3460 | 2 | Natural Gas Steam Turbine | Cedar Bayou | TX | 29.75 | -94.9256 | ERCO | 765 | 0.9 | 749 | 749 | 65 | 2030 | ST | NG | NRG Texas Power LLC | 3460¦2 | 1440 | 1972 | tx¦chambers | 39 | 2067 | 48071 | 1 | 14 | 38 | 11.252 | ST¦NG
3460 | 1 | Natural Gas Steam Turbine | Cedar Bayou | TX | 29.75 | -94.9256 | ERCO | 765 | 0.9 | 746 | 746 | 65 | 2028 | ST | NG | NRG Texas Power LLC | 3460¦1 | 1440 | 1970 | tx¦chambers | 39 | 2067 | 48071 | 1 | 14 | 38 | 11.252 | ST¦NG
3464 | 5 | Natural Gas Steam Turbine | Greens Bayou | TX | 29.8222 | -95.2194 | ERCO | 446.4 | 0.9 | 406 | 406 | 40 | 2031 | ST | NG | NRG Texas Power LLC | 3464¦5 | 1440 | 1973 | tx¦harris | 39 | 2132 | 48201 | 1 | 14 | 38 | 11.8697 | ST¦NG
3468 | ST2 | Natural Gas Steam Turbine | Sam Bertron | TX | 29.7268 | -95.0598 | ERCO | 187.8 | 0.85 | 174 | 174 | 30 | 2034 | ST | NG | NRG Texas Power LLC | 3468¦ST2 | 720 | 1956 | tx¦harris | 39 | 2132 | 48201 | 1 | 14 | 38 | 12.7969
3468 | ST1 | Natural Gas Steam Turbine | Sam Bertron | TX | 29.7268 | -95.0598 | ERCO | 187.8 | 0.85 | 118 | 118 | 30 | 2036 | ST | NG | NRG Texas Power LLC | 3468¦ST1 | 720 | 1958 | tx¦harris | 39 | 2132 | 48201 | 1 | 14 | 38 | 12.7023
3468 | 4 | Natural Gas Steam Turbine | Sam Bertron | TX | 29.7268 | -95.0598 | ERCO | 225.3 | 0.85 | 230 | 230 | 30 | 2038 | ST | NG | NRG Texas Power LLC | 3468¦4 | 720 | 1960 | tx¦harris | 39 | 2132 | 48201 | 1 | 14 | 38 | 12.5898
3468 | 3 | Natural Gas Steam Turbine | Sam Bertron | TX | 29.7268 | -95.0598 | ERCO | 225.3 | 0.85 | 230 | 230 | 30 | 2037 | ST | NG | NRG Texas Power LLC | 3468¦3 | 720 | 1959 | tx¦harris | 39 | 2132 | 48201 | 1 | 14 | 38 | 12.6371
3470 | 2 | Natural Gas Steam Turbine | W A Parish | TX | 29.4828 | -95.6311 | ERCO | 187.8 | 0.85 | 169 | 169 | 30 | 2036 | ST | NG | NRG Texas Power LLC | 3470¦2 | 720 | 1958 | tx¦fort bend | 39 | 2110 | 48157 | 1 | 14 | 38 | 10.4498 | ST¦NG
3470 | 1 | Natural Gas Steam Turbine | W A Parish | TX | 29.4828 | -95.6311 | ERCO | 187.8 | 0.85 | 169 | 169 | 30 | 2036 | ST | NG | NRG Texas Power LLC | 3470¦1 | 720 | 1958 | tx¦fort bend | 39 | 2110 | 48157 | 1 | 14 | 38 | 10.4498 | ST¦NG
3470 | 3 | Natural Gas Steam Turbine | W A Parish | TX | 29.4828 | -95.6311 | ERCO | 299.2 | 0.85 | 273 | 273 | 60 | 2019 | ST | NG | NRG Texas Power LLC | 3470¦3 | 720 | 1961 | tx¦fort bend | 39 | 2110 | 48157 | 1 | 14 | 38 | 10.4498 | ST¦NG
3470 | 4 | Natural Gas Steam Turbine | W A Parish | TX | 29.4828 | -95.6311 | ERCO | 580.5 | 0.9 | 552 | 552 | 60 | 2026 | ST | NG | NRG Texas Power LLC | 3470¦4 | 720 | 1968 | tx¦fort bend | 39 | 2110 | 48157 | 1 | 14 | 38 | 10.4498 | ST¦NG
3476 | 3 | Natural Gas Steam Turbine | Knox Lee | TX | 32.3766 | -94.6415 | SWPP | 38 | 0.85 | 25 | 25 | 10 | 2030 | ST | NG | Southwestern Electric Power Co | 3476¦3 | 720 | 1952 | tx¦gregg | 39 | 2123 | 48183 | 1 | 14 | 38 | 12.0437 | ST¦NG
3476 | 2 | Natural Gas Steam Turbine | Knox Lee | TX | 32.3766 | -94.6415 | SWPP | 38 | 0.85 | 31 | 31 | 10 | 2028 | ST | NG | Southwestern Electric Power Co | 3476¦2 | 720 | 1950 | tx¦gregg | 39 | 2123 | 48183 | 1 | 14 | 38 | 12.0437 | ST¦NG
3476 | 5 | Natural Gas Steam Turbine | Knox Lee | TX | 32.3766 | -94.6415 | SWPP | 351 | 0.9 | 342 | 348 | 35 | 2032 | ST | NG | Southwestern Electric Power Co | 3476¦5 | 720 | 1974 | tx¦gregg | 39 | 2123 | 48183 | 1 | 14 | 38 | 12.0437 | ST¦NG
3477 | 1 | Natural Gas Steam Turbine | Lone Star | TX | 32.9215 | -94.7226 | SWPP | 40 | 0.85 | 50 | 50 | 15 | 2032 | ST | NG | Southwestern Electric Power Co | 3477¦1 | 720 | 1954 | tx¦morris | 39 | 2203 | 48343 | 1 | 14 | 38 | 16.1058 | ST¦NG
3478 | 1 | Natural Gas Steam Turbine | Wilkes | TX | 32.8482 | -94.548 | SWPP | 180 | 0.85 | 174 | 174 | 30 | 2022 | ST | NG | Southwestern Electric Power Co | 3478¦1 | 720 | 1964 | tx¦marion | 39 | 2186 | 48315 | 1 | 14 | 38 | 11.7215 | ST¦NG
3478 | 3 | Natural Gas Steam Turbine | Wilkes | TX | 32.8482 | -94.548 | SWPP | 351 | 0.9 | 354 | 362 | 40 | 2029 | ST | NG | Southwestern Electric Power Co | 3478¦3 | 720 | 1971 | tx¦marion | 39 | 2186 | 48315 | 1 | 14 | 38 | 11.7215 | ST¦NG
3478 | 2 | Natural Gas Steam Turbine | Wilkes | TX | 32.8482 | -94.548 | SWPP | 351 | 0.9 | 355 | 362 | 40 | 2028 | ST | NG | Southwestern Electric Power Co | 3478¦2 | 720 | 1970 | tx¦marion | 39 | 2186 | 48315 | 1 | 14 | 38 | 11.7215 | ST¦NG
3482 | 2 | Natural Gas Steam Turbine | Jones | TX | 33.5239 | -101.7392 | SWPP | 247.5 | 0.9 | 243 | 243 | 56 | 2032 | ST | NG | Southwestern Public Service Co | 3482¦2 | 1440 | 1974 | tx¦lubbock | 39 | 2183 | 48303 | 1 | 14 | 38 | 11.2383 | ST¦NG
3482 | 1 | Natural Gas Steam Turbine | Jones | TX | 33.5239 | -101.7392 | SWPP | 247.5 | 0.9 | 243 | 243 | 56 | 2029 | ST | NG | Southwestern Public Service Co | 3482¦1 | 1440 | 1971 | tx¦lubbock | 39 | 2183 | 48303 | 1 | 14 | 38 | 11.2383 | ST¦NG
3484 | 2 | Natural Gas Steam Turbine | Nichols | TX | 35.2834 | -101.7464 | SWPP | 113.6 | 0.85 | 106 | 106 | 18 | 2020 | ST | NG | Southwestern Public Service Co | 3484¦2 | 1440 | 1962 | tx¦potter | 39 | 2219 | 48375 | 1 | 14 | 38 | 11.6178 | ST¦NG
3484 | 1 | Natural Gas Steam Turbine | Nichols | TX | 35.2834 | -101.7464 | SWPP | 113.6 | 0.85 | 107 | 107 | 25 | 2038 | ST | NG | Southwestern Public Service Co | 3484¦1 | 1440 | 1960 | tx¦potter | 39 | 2219 | 48375 | 1 | 14 | 38 | 11.6178 | ST¦NG
3484 | 3 | Natural Gas Steam Turbine | Nichols | TX | 35.2834 | -101.7464 | SWPP | 247.5 | 0.9 | 244 | 244 | 25 | 2026 | ST | NG | Southwestern Public Service Co | 3484¦3 | 1440 | 1968 | tx¦potter | 39 | 2219 | 48375 | 1 | 14 | 38 | 11.6178 | ST¦NG
3485 | 1 | Natural Gas Steam Turbine | Plant X | TX | 34.1661 | -102.4114 | SWPP | 48 | 0.8 | 38 | 38 | 21 | 2030 | ST | NG | Southwestern Public Service Co | 3485¦1 | 1440 | 1952 | tx¦lamb | 39 | 2172 | 48279 | 1 | 14 | 38 | 11.5295 | ST¦NG
3485 | 3 | Natural Gas Steam Turbine | Plant X | TX | 34.1661 | -102.4114 | SWPP | 98 | 0.8 | 93 | 93 | 35 | 2033 | ST | NG | Southwestern Public Service Co | 3485¦3 | 1440 | 1955 | tx¦lamb | 39 | 2172 | 48279 | 1 | 14 | 38 | 11.5295 | ST¦NG
3485 | 2 | Natural Gas Steam Turbine | Plant X | TX | 34.1661 | -102.4114 | SWPP | 98 | 0.8 | 90 | 90 | 40 | 2031 | ST | NG | Southwestern Public Service Co | 3485¦2 | 1440 | 1953 | tx¦lamb | 39 | 2172 | 48279 | 1 | 14 | 38 | 11.5295 | ST¦NG
3485 | 4 | Natural Gas Steam Turbine | Plant X | TX | 34.1661 | -102.4114 | SWPP | 190.4 | 0.85 | 190 | 190 | 55 | 2022 | ST | NG | Southwestern Public Service Co | 3485¦4 | 1440 | 1964 | tx¦lamb | 39 | 2172 | 48279 | 1 | 14 | 38 | 11.5295 | ST¦NG
3490 | 1 | Natural Gas Steam Turbine | Graham | TX | 33.1344 | -98.6117 | ERCO | 247.7 | 0.85 | 234 | 234 | 46 | 2038 | ST | NG | Luminant Generation Company LLC | 3490¦1 | 720 | 1960 | tx¦young | 39 | 2283 | 48503 | 1 | 14 | 38 | 11.8079 | ST¦NG
3490 | 2 | Natural Gas Steam Turbine | Graham | TX | 33.1344 | -98.6117 | ERCO | 387 | 0.9 | 390 | 390 | 26 | 2027 | ST | NG | Luminant Generation Company LLC | 3490¦2 | 720 | 1969 | tx¦young | 39 | 2283 | 48503 | 1 | 14 | 38 | 11.8079 | ST¦NG
3491 | 3 | Natural Gas Steam Turbine | Handley | TX | 32.7283 | -97.2192 | ERCO | 404.8 | 0.8 | 395 | 395 | 50 | 2021 | ST | NG | Exelon Power | 3491¦3 | 720 | 1963 | tx¦tarrant | 39 | 2251 | 48439 | 1 | 14 | 38 | 13.7257 | ST¦NG
3491 | 5 | Natural Gas Steam Turbine | Handley | TX | 32.7283 | -97.2192 | ERCO | 455 | 0.91 | 435 | 435 | 120 | 2035 | ST | NG | Exelon Power | 3491¦5 | 720 | 1977 | tx¦tarrant | 39 | 2251 | 48439 | 1 | 14 | 38 | 13.7257 | ST¦NG
3491 | 4 | Natural Gas Steam Turbine | Handley | TX | 32.7283 | -97.2192 | ERCO | 455 | 0.91 | 435 | 435 | 120 | 2034 | ST | NG | Exelon Power | 3491¦4 | 720 | 1976 | tx¦tarrant | 39 | 2251 | 48439 | 1 | 14 | 38 | 13.7257 | ST¦NG
3504 | ST1 | Natural Gas Steam Turbine | Stryker Creek | TX | 31.9398 | -94.9898 | ERCO | 176.8 | 0.8 | 167 | 167 | 20 | 2036 | ST | NG | Luminant Generation Company LLC | 3504¦ST1 | 1440 | 1958 | tx¦cherokee | 39 | 2068 | 48073 | 1 | 14 | 38 | 12.3758 | ST¦NG
3504 | ST2 | Natural Gas Steam Turbine | Stryker Creek | TX | 31.9398 | -94.9898 | ERCO | 526.6 | 0.9 | 502 | 502 | 35 | 2023 | ST | NG | Luminant Generation Company LLC | 3504¦ST2 | 720 | 1965 | tx¦cherokee | 39 | 2068 | 48073 | 1 | 14 | 38 | 12.3758 | ST¦NG
3507 | 6 | Natural Gas Steam Turbine | Trinidad (TX) | TX | 32.1245 | -96.1013 | ERCO | 239.3 | 0.85 | 235 | 235 | 50 | 2023 | ST | NG | Luminant Generation Company LLC | 3507¦6 | 720 | 1965 | tx¦henderson | 39 | 2138 | 48213 | 1 | 14 | 38 | 12.9411 | ST¦NG
3548 | 1 | Natural Gas Steam Turbine | Decker Creek | TX | 30.3033 | -97.6128 | ERCO | 321 | 0.85 | 320 | 335 | 50 | 2029 | ST | NG | Austin Energy | 3548¦1 | 720 | 1971 | tx¦travis | 39 | 2258 | 48453 | 1 | 14 | 38 | 11.6896 | ST¦NG
3548 | 2 | Natural Gas Steam Turbine | Decker Creek | TX | 30.3033 | -97.6128 | ERCO | 405 | 0.9 | 404 | 448 | 50 | 2036 | ST | NG | Austin Energy | 3548¦2 | 720 | 1978 | tx¦travis | 39 | 2258 | 48453 | 1 | 14 | 38 | 11.6896 | ST¦NG
3576 | 1 | Natural Gas Steam Turbine | Ray Olinger | TX | 33.0681 | -96.4525 | ERCO | 75 | 0.85 | 75 | 75 | 10 | 2025 | ST | NG | City of Garland - (TX) | 3576¦1 | 1440 | 1967 | tx¦collin | 39 | 2074 | 48085 | 1 | 14 | 38 | 13.2036 | ST¦NG
3576 | 2 | Natural Gas Steam Turbine | Ray Olinger | TX | 33.0681 | -96.4525 | ERCO | 113.4 | 0.85 | 107 | 107 | 20 | 2029 | ST | NG | City of Garland - (TX) | 3576¦2 | 1440 | 1971 | tx¦collin | 39 | 2074 | 48085 | 1 | 14 | 38 | 13.2036 | ST¦NG
3576 | 3 | Natural Gas Steam Turbine | Ray Olinger | TX | 33.0681 | -96.4525 | ERCO | 156.6 | 0.9 | 138 | 138 | 25 | 2034 | ST | NG | City of Garland - (TX) | 3576¦3 | 1440 | 1976 | tx¦collin | 39 | 2074 | 48085 | 1 | 14 | 38 | 13.2036 | ST¦NG
3601 | 2 | Natural Gas Steam Turbine | Sim Gideon | TX | 30.1456 | -97.2708 | ERCO | 136 | 0.85 | 136 | 140 | 19 | 2026 | ST | NG | Lower Colorado River Authority | 3601¦2 | 720 | 1968 | tx¦bastrop | 39 | 2042 | 48021 | 1 | 14 | 38 | 11.0731 | ST¦NG
3601 | 1 | Natural Gas Steam Turbine | Sim Gideon | TX | 30.1456 | -97.2708 | ERCO | 136 | 0.85 | 136 | 140 | 19 | 2023 | ST | NG | Lower Colorado River Authority | 3601¦1 | 720 | 1965 | tx¦bastrop | 39 | 2042 | 48021 | 1 | 14 | 38 | 11.0731 | ST¦NG
3601 | 3 | Natural Gas Steam Turbine | Sim Gideon | TX | 30.1456 | -97.2708 | ERCO | 351 | 0.9 | 335 | 340 | 57 | 2030 | ST | NG | Lower Colorado River Authority | 3601¦3 | 720 | 1972 | tx¦bastrop | 39 | 2042 | 48021 | 1 | 14 | 38 | 11.0731 | ST¦NG
3602 | 1 | Natural Gas Steam Turbine | Ty Cooke | TX | 33.5211 | -101.7906 | SWPP | 44 | 0.9 | 42 | 42 | 25 | 2023 | ST | NG | City of Lubbock - (TX) | 3602¦1 | 720 | 1965 | tx¦lubbock | 39 | 2183 | 48303 | 1 | 14 | 38 | 12.4394 | ST¦NG
3602 | 2 | Natural Gas Steam Turbine | Ty Cooke | TX | 33.5211 | -101.7906 | SWPP | 53.6 | 0.9 | 46 | 46 | 25 | 2036 | ST | NG | City of Lubbock - (TX) | 3602¦2 | 720 | 1978 | tx¦lubbock | 39 | 2183 | 48303 | 1 | 14 | 38 | 11.8197 | ST¦NG
3611 | 2 | Natural Gas Steam Turbine | O W Sommers | TX | 29.3081 | -98.3242 | ERCO | 446 | 0.9 | 410 | 410 | 70 | 2032 | ST | NG | City of San Antonio - (TX) | 3611¦2 | 1440 | 1974 | tx¦bexar | 39 | 2046 | 48029 | 1 | 14 | 38 | 11.8575 | ST¦NG
3611 | 1 | Natural Gas Steam Turbine | O W Sommers | TX | 29.3081 | -98.3242 | ERCO | 446 | 0.9 | 420 | 420 | 70 | 2030 | ST | NG | City of San Antonio - (TX) | 3611¦1 | 1440 | 1972 | tx¦bexar | 39 | 2046 | 48029 | 1 | 14 | 38 | 11.8575 | ST¦NG
3612 | 1 | Natural Gas Steam Turbine | V H Braunig | TX | 29.2567 | -98.3825 | ERCO | 225 | 0.85 | 217 | 217 | 60 | 2024 | ST | NG | City of San Antonio - (TX) | 3612¦1 | 720 | 1966 | tx¦bexar | 39 | 2046 | 48029 | 1 | 14 | 38 | 11.5551 | ST¦NG
3612 | 2 | Natural Gas Steam Turbine | V H Braunig | TX | 29.2567 | -98.3825 | ERCO | 252 | 0.85 | 230 | 230 | 60 | 2026 | ST | NG | City of San Antonio - (TX) | 3612¦2 | 720 | 1968 | tx¦bexar | 39 | 2046 | 48029 | 1 | 14 | 38 | 11.5551 | ST¦NG
3612 | 3 | Natural Gas Steam Turbine | V H Braunig | TX | 29.2567 | -98.3825 | ERCO | 417 | 0.85 | 412 | 412 | 70 | 2028 | ST | NG | City of San Antonio - (TX) | 3612¦3 | 720 | 1970 | tx¦bexar | 39 | 2046 | 48029 | 1 | 14 | 38 | 11.5551 | ST¦NG
3628 | 1 | Natural Gas Steam Turbine | R W Miller | TX | 32.6581 | -98.3103 | ERCO | 66 | 0.85 | 66 | 66 | 20 | 2026 | ST | NG | Brazos Electric Power Coop Inc | 3628¦1 | 720 | 1968 | tx¦palo pinto | 39 | 2213 | 48363 | 1 | 14 | 38 | 12.551 | ST¦NG
3628 | 2 | Natural Gas Steam Turbine | R W Miller | TX | 32.6581 | -98.3103 | ERCO | 100 | 0.85 | 100 | 100 | 38 | 2030 | ST | NG | Brazos Electric Power Coop Inc | 3628¦2 | 720 | 1972 | tx¦palo pinto | 39 | 2213 | 48363 | 1 | 14 | 38 | 12.551 | ST¦NG
3628 | 3 | Natural Gas Steam Turbine | R W Miller | TX | 32.6581 | -98.3103 | ERCO | 200 | 0.9 | 200 | 200 | 40 | 2033 | ST | NG | Brazos Electric Power Coop Inc | 3628¦3 | 720 | 1975 | tx¦palo pinto | 39 | 2213 | 48363 | 1 | 14 | 38 | 12.551 | ST¦NG
4195 | ST1 | Natural Gas Steam Turbine | Powerlane Plant | TX | 33.1707 | -96.1264 | ERCO | 18.8 | 0.85 | 17.5 | 17.5 | 10 | 2024 | ST | NG | City of Greenville - (TX) | 4195¦ST1 | 720 | 1966 | tx¦hunt | 39 | 2147 | 48231 | 1 | 14 | 38 | 12.3659 | ST¦NG
4195 | ST2 | Natural Gas Steam Turbine | Powerlane Plant | TX | 33.1707 | -96.1264 | ERCO | 25 | 0.85 | 24 | 24 | 10 | 2027 | ST | NG | City of Greenville - (TX) | 4195¦ST2 | 720 | 1969 | tx¦hunt | 39 | 2147 | 48231 | 1 | 14 | 38 | 12.365 | ST¦NG
4195 | ST3 | Natural Gas Steam Turbine | Powerlane Plant | TX | 33.1707 | -96.1264 | ERCO | 43.2 | 0.9 | 41 | 41 | 13 | 2035 | ST | NG | City of Greenville - (TX) | 4195¦ST3 | 720 | 1977 | tx¦hunt | 39 | 2147 | 48231 | 1 | 14 | 38 | 12.3579 | ST¦NG
4266 | 4 | Natural Gas Steam Turbine | Spencer | TX | 33.1975 | -97.1061 | ERCO | 61.1 | 0.9 | 61 | 61 | 10 | 2024 | ST | NG | City of Garland - (TX) | 4266¦4 | 1440 | 1966 | tx¦denton | 39 | 2092 | 48121 | 1 | 14 | 38 | 15.0211 | ST¦NG
4266 | 5 | Natural Gas Steam Turbine | Spencer | TX | 33.1975 | -97.1061 | ERCO | 65.4 | 0.85 | 61 | 61 | 10 | 2031 | ST | NG | City of Garland - (TX) | 4266¦5 | 1440 | 1973 | tx¦denton | 39 | 2092 | 48121 | 1 | 14 | 38 | 15.0211 | ST¦NG
4939 | 1 | Natural Gas Steam Turbine | Barney M Davis | TX | 27.6064 | -97.3117 | ERCO | 352 | 0.9 | 300 | 330 | 60 | 2032 | ST | NG | Topaz Power Group LLC | 4939¦1 | 1440 | 1974 | tx¦nueces | 39 | 2209 | 48355 | 1 | 14 | 38 | 11.9897 | ST¦NG
6243 | 1 | Natural Gas Steam Turbine | Dansby | TX | 30.7217 | -96.4608 | ERCO | 105 | 0.9 | 110 | 110 | 12 | 2036 | ST | NG | City of Bryan - (TX) | 6243¦1 | 1440 | 1978 | tx¦brazos | 39 | 2052 | 48041 | 1 | 14 | 38 | 15.495 | ST¦NG
10184 | TG1 | Natural Gas Steam Turbine | Central Utility Plant | TX | 30.3974 | -97.8426 | ERCO | 2.3 | 0.85 | 2.2 | 2.3 | 0.2 | 2026 | ST | NG | Minnesota Mining & Mfg Co | 10184¦TG1 | 720 | 1988 | tx¦travis | 39 | 2258 | 48453 | 1 | 14 | 38 | 11.371 | ST¦NG
50229 | TG2 | Natural Gas Steam Turbine | Texas Petrochemicals | TX | 29.6981 | -95.2547 | ERCO | 35 | 0.8 | 35 | 35 | 8 | 2030 | ST | NG | TPC Group, LLC | 50229¦TG2 | 1440 | 1972 | tx¦harris | 39 | 2132 | 48201 | 1 | 14 | 38 | 12.3533 | ST¦NG
50625 | TG33 | Natural Gas Steam Turbine | ExxonMobil Beaumont Refinery | TX | 30.0636 | -94.0753 | MISO | 20 | 0.97 | 20 | 20 | 5 | 2024 | ST | NG | ExxonMobil Oil Corp | 50625¦TG33 | 720 | 1966 | tx¦jefferson | 39 | 2154 | 48245 | 1 | 14 | 38 | 12.3624 | ST¦NG
50625 | TG32 | Natural Gas Steam Turbine | ExxonMobil Beaumont Refinery | TX | 30.0636 | -94.0753 | MISO | 25 | 0.97 | 25 | 25 | 10 | 2028 | ST | NG | ExxonMobil Oil Corp | 50625¦TG32 | 720 | 1970 | tx¦jefferson | 39 | 2154 | 48245 | 1 | 14 | 38 | 12.3706 | ST¦NG
50625 | TG22 | Natural Gas Steam Turbine | ExxonMobil Beaumont Refinery | TX | 30.0636 | -94.0753 | MISO | 27.2 | 0.98 | 25 | 25 | 8 | 2036 | ST | NG | ExxonMobil Oil Corp | 50625¦TG22 | 720 | 1978 | tx¦jefferson | 39 | 2154 | 48245 | 1 | 14 | 38 | 12.4091 | ST¦NG
50625 | TG34 | Natural Gas Steam Turbine | ExxonMobil Beaumont Refinery | TX | 30.0636 | -94.0753 | MISO | 30 | 0.96 | 30 | 30 | 10 | 2025 | ST | NG | ExxonMobil Oil Corp | 50625¦TG34 | 720 | 1967 | tx¦jefferson | 39 | 2154 | 48245 | 1 | 14 | 38 | 12.3395 | ST¦NG
50625 | TG23 | Natural Gas Steam Turbine | ExxonMobil Beaumont Refinery | TX | 30.0636 | -94.0753 | MISO | 40.5 | 0.94 | 38.6 | 38.6 | 15 | 2031 | ST | NG | ExxonMobil Oil Corp | 50625¦TG23 | 720 | 1993 | tx¦jefferson | 39 | 2154 | 48245 | 1 | 14 | 38 | 12.4553 | ST¦NG
52069 | GEN4 | Natural Gas Steam Turbine | Point Comfort Operations | TX | 28.6527 | -96.56 | ERCO | 15.1 | 1 | 14 | 14.2 | 6 | 2028 | ST | NG | Alcoa World Alumina LLC | 52069¦GEN4 | 720 | 1970 | tx¦calhoun | 39 | 2060 | 48057 | 1 | 14 | 38 | 12.2165 | ST¦NG
52069 | GEN3 | Natural Gas Steam Turbine | Point Comfort Operations | TX | 28.6527 | -96.56 | ERCO | 16 | 1 | 14.9 | 15 | 6 | 2036 | ST | NG | Alcoa World Alumina LLC | 52069¦GEN3 | 720 | 1958 | tx¦calhoun | 39 | 2060 | 48057 | 1 | 14 | 38 | 12.7839 | ST¦NG
52069 | GEN2 | Natural Gas Steam Turbine | Point Comfort Operations | TX | 28.6527 | -96.56 | ERCO | 16 | 1 | 14.9 | 15 | 6 | 2036 | ST | NG | Alcoa World Alumina LLC | 52069¦GEN2 | 720 | 1958 | tx¦calhoun | 39 | 2060 | 48057 | 1 | 14 | 38 | 12.7839 | ST¦NG
52069 | GEN1 | Natural Gas Steam Turbine | Point Comfort Operations | TX | 28.6527 | -96.56 | ERCO | 16 | 1 | 14.9 | 15 | 6 | 2036 | ST | NG | Alcoa World Alumina LLC | 52069¦GEN1 | 720 | 1958 | tx¦calhoun | 39 | 2060 | 48057 | 1 | 14 | 38 | 12.7839 | ST¦NG
54321 | 3N80 | Natural Gas Steam Turbine | Goodyear Beaumont Chemical Plant | TX | 29.9728 | -94.2142 | MISO | 14.8 | 0.9 | 13 | 13.5 | 5 | 2025 | ST | NG | Goodyear Tire & Rubber Co | 54321¦3N80 | 10 | 1987 | tx¦jefferson | 39 | 2154 | 48245 | 1 | 14 | 38 | 12.495 | ST¦NG
56708 | G2201 | Natural Gas Steam Turbine | CFB Power Plant | TX | 28.6503 | -96.5397 | ERCO | 155 | 0.85 | 143.1 | 143.1 | 43 | 2050 | ST | NG | Formosa Plastics Corp | 56708¦G2201 | 1440 | 2012 | tx¦calhoun | 39 | 2060 | 48057 | 1 | 14 | 38 | 12.8889 | ST¦NG
56708 | G2101 | Natural Gas Steam Turbine | CFB Power Plant | TX | 28.6503 | -96.5397 | ERCO | 155 | 0.85 | 143.1 | 143.1 | 43 | 2050 | ST | NG | Formosa Plastics Corp | 56708¦G2101 | 1440 | 2012 | tx¦calhoun | 39 | 2060 | 48057 | 1 | 14 | 38 | 12.8889 | ST¦NG
6145 | 2 | Nuclear | Comanche Peak | TX | 32.2984 | -97.7855 | ERCO | 1215 | 0.9 | 1195 | 1225 | 1103 | 2033 | ST | NUC | Luminant Generation Company LLC | 6145¦2 | 1440 | 1993 | tx¦somervell | 39 | 2244 | 48425 | 5 | 5 | 40 | 10.4546 | ST¦NUC
6145 | 1 | Nuclear | Comanche Peak | TX | 32.2984 | -97.7855 | ERCO | 1215 | 0.9 | 1205 | 1235 | 1112 | 2030 | ST | NUC | Luminant Generation Company LLC | 6145¦1 | 1440 | 1990 | tx¦somervell | 39 | 2244 | 48425 | 5 | 5 | 40 | 10.4546 | ST¦NUC
6251 | 2 | Nuclear | South Texas Project | TX | 28.795 | -96.0481 | ERCO | 1354.3 | 0.9 | 1280 | 1280 | 1280 | 2029 | ST | NUC | STP Nuclear Operating Co | 6251¦2 | 1440 | 1989 | tx¦matagorda | 39 | 2189 | 48321 | 5 | 5 | 40 | 10.4546 | ST¦NUC
6251 | 1 | Nuclear | South Texas Project | TX | 28.795 | -96.0481 | ERCO | 1354.3 | 0.9 | 1280 | 1280 | 1280 | 2028 | ST | NUC | STP Nuclear Operating Co | 6251¦1 | 1440 | 1988 | tx¦matagorda | 39 | 2189 | 48321 | 5 | 5 | 40 | 10.4546 | ST¦NUC
54979 | WIND | Onshore Wind Turbine | Big Spring Wind Power Facility | TX | 32.2075 | -101.3883 | ERCO | 34.3 | 0.85 | 34.3 | 34.3 | 4.2384 | 2028 | WT | WND | Terra-Gen Operating Co LLC | 54979¦WIND | 5 | 1998 | tx¦howard | 39 | 2145 | 48227 | 7 | 7 | 30 | 9.104 | WT¦WND
55367 | 1 | Onshore Wind Turbine | West Texas Wind Energy LLC | TX | 31.1392 | -102.2253 | ERCO | 75 | 0.85 | 75 | 75 | 3.7 | 2029 | WT | WND | West Texas Wind Energy Partners LLC | 55367¦1 | 5 | 1999 | tx¦upton | 39 | 2262 | 48461 | 7 | 7 | 30 | 9.104 | WT¦WND
55579 | EXIS | Onshore Wind Turbine | Llano Estacado Wind Ranch | TX | 35.4789 | -101.2439 | SWPP | 80 | 0.85 | 80 | 80 | 5.2 | 2031 | WT | WND |  | 55579¦EXIS | 5 | 2001 | tx¦carson | 39 | 2064 | 48065 | 7 | 7 | 30 | 9.104 | WT¦WND
55581 | EXIS | Onshore Wind Turbine | King Mountain Wind Ranch 1 | TX | 31.2092 | -102.2417 | ERCO | 278 | 0.85 | 278 | 278 | 14.1 | 2031 | WT | WND | FPL Energy Upton Wind LP | 55581¦EXIS | 5 | 2001 | tx¦upton | 39 | 2262 | 48461 | 7 | 7 | 30 | 9.104 | WT¦WND
55747 | NWP2 | Onshore Wind Turbine | NWP Indian Mesa Wind Farm | TX | 30.9315 | -102.2014 | ERCO | 82.5 | 0.85 | 82.5 | 82.5 | 4.1 | 2031 | WT | WND | NWP Indian Mesa Wind Farm LP | 55747¦NWP2 | 5 | 2001 | tx¦pecos | 39 | 2217 | 48371 | 7 | 7 | 30 | 9.104 | WT¦WND
55795 | 1 | Onshore Wind Turbine | Woodward Mountain II | TX | 30.9514 | -102.4141 | ERCO | 78 | 0.85 | 78 | 78 | 8 | 2031 | WT | WND | Pecos Wind II LP | 55795¦1 | 5 | 2001 | tx¦pecos | 39 | 2217 | 48371 | 7 | 7 | 30 | 9.104 | WT¦WND
55796 | 1 | Onshore Wind Turbine | Woodward Mountain I | TX | 30.9514 | -102.4141 | ERCO | 82 | 0.85 | 82 | 82 | 8 | 2031 | WT | WND | Pecos Wind I LP | 55796¦1 | 5 | 2001 | tx¦pecos | 39 | 2217 | 48371 | 7 | 7 | 30 | 9.104 | WT¦WND
55968 | WTG1 | Onshore Wind Turbine | Trent Wind Farm LP | TX | 32.4301 | -100.2357 | ERCO | 152 | 0.85 | 152 | 152 | 18.7822 | 2031 | WT | WND | Trent Wind Farm LP | 55968¦WTG1 | 5 | 2001 | tx¦nolan | 39 | 2208 | 48353 | 7 | 7 | 30 | 9.104 | WT¦WND
55992 | 1 | Onshore Wind Turbine | Desert Sky | TX | 30.9178 | -102.0867 | ERCO | 167.7 | 0.85 | 167.7 | 167.7 | 1.5 | 2032 | WT | WND | Desert Sky Wind Farm LP | 55992¦1 | 5 | 2002 | tx¦pecos | 39 | 2217 | 48371 | 7 | 7 | 30 | 9.104 | WT¦WND
56111 | GEN1 | Onshore Wind Turbine | Brazos Wind Farm | TX | 32.9479 | -101.1478 | ERCO | 160 | 0.85 | 160 | 160 | 10.4 | 2033 | WT | WND | Shell Wind Energy Inc. | 56111¦GEN1 | 5 | 2003 | tx¦scurry | 39 | 2239 | 48415 | 7 | 7 | 30 | 9.104 | WT¦WND
56211 | SW1 | Onshore Wind Turbine | Sweetwater Wind 1 LLC | TX | 32.3606 | -100.3389 | ERCO | 37.5 | 0.85 | 37.5 | 37.5 | 0.1 | 2033 | WT | WND | Leeward Asset Management, LLC | 56211¦SW1 | 5 | 2003 | tx¦nolan | 39 | 2208 | 48353 | 7 | 7 | 30 | 9.104 | WT¦WND
56212 | SW2 | Onshore Wind Turbine | Sweetwater Wind 2 LLC | TX | 32.3472 | -100.3703 | ERCO | 98.8 | 0.85 | 98.8 | 98.8 | 12.2084 | 2035 | WT | WND | Leeward Asset Management, LLC | 56212¦SW2 | 5 | 2005 | tx¦nolan | 39 | 2208 | 48353 | 7 | 7 | 30 | 9.104 | WT¦WND
56225 | V90 | Onshore Wind Turbine | Aeolus Wind Facility | TX | 36.4725 | -101.3278 | SWPP | 3 | 0.85 | 3 | 3 | 0.9 | 2033 | WT | WND | Aeolus Wind LLC | 56225¦V90 | 5 | 2003 | tx¦hansford | 39 | 2129 | 48195 | 7 | 7 | 30 | 9.1039 | WT¦WND
56240 | 1 | Onshore Wind Turbine | Buffalo Gap Wind Farm | TX | 32.3116 | -100.0616 | ERCO | 120.6 | 0.85 | 120.6 | 120.6 | 14.9022 | 2036 | WT | WND | AES Wind Generation Inc | 56240¦1 | 5 | 2006 | tx¦taylor | 39 | 2252 | 48441 | 7 | 7 | 30 | 9.104 | WT¦WND
56270 | 1 | Onshore Wind Turbine | Callahan Divide Wind Energy Center | TX | 32.3039 | -100.0217 | ERCO | 114 | 0.85 | 114 | 114 | 5.7 | 2035 | WT | WND | FPL Energy Callahan Wind, LLC | 56270¦1 | 5 | 2005 | tx¦taylor | 39 | 2252 | 48441 | 7 | 7 | 30 | 9.104 | WT¦WND
56291 | 1 | Onshore Wind Turbine | Horse Hollow Wind Energy Center | TX | 32.214 | -100.0571 | ERCO | 213 | 0.85 | 213 | 213 | 0.1 | 2035 | WT | WND | FPL Energy Horse Hollow LLC | 56291¦1 | 5 | 2005 | tx¦taylor | 39 | 2252 | 48441 | 7 | 7 | 30 | 9.104 | WT¦WND
56291 | 2 | Onshore Wind Turbine | Horse Hollow Wind Energy Center | TX | 32.214 | -100.0571 | ERCO | 223.5 | 0.85 | 223.5 | 223.5 | 0.1 | 2036 | WT | WND | FPL Energy Horse Hollow LLC | 56291¦2 | 5 | 2006 | tx¦taylor | 39 | 2252 | 48441 | 7 | 7 | 30 | 9.104 | WT¦WND
56291 | 3 | Onshore Wind Turbine | Horse Hollow Wind Energy Center | TX | 32.214 | -100.0571 | ERCO | 299 | 0.85 | 299 | 299 | 0.1 | 2036 | WT | WND | FPL Energy Horse Hollow LLC | 56291¦3 | 5 | 2006 | tx¦taylor | 39 | 2252 | 48441 | 7 | 7 | 30 | 9.104 | WT¦WND
56311 | SW3 | Onshore Wind Turbine | Sweetwater Wind 3 LLC | TX | 32.2908 | -100.4219 | ERCO | 135 | 0.85 | 135 | 135 | 16.6816 | 2035 | WT | WND | Leeward Asset Management, LLC | 56311¦SW3 | 5 | 2005 | tx¦nolan | 39 | 2208 | 48353 | 7 | 7 | 30 | 9.104 | WT¦WND
56337 | SW4 | Onshore Wind Turbine | Sweetwater Wind 4 LLC | TX | 32.3122 | -100.5303 | ERCO | 241 | 0.85 | 241 | 241 | 29.7797 | 2037 | WT | WND | Leeward Asset Management, LLC | 56337¦SW4 | 5 | 2007 | tx¦nolan | 39 | 2208 | 48353 | 7 | 7 | 30 | 9.104 | WT¦WND
56372 | SW5 | Onshore Wind Turbine | Sweetwater Wind 5 | TX | 32.2369 | -100.4833 | ERCO | 80.5 | 0.85 | 80.5 | 80.5 | 9.9472 | 2037 | WT | WND | Leeward Asset Management, LLC | 56372¦SW5 | 5 | 2007 | tx¦nolan | 39 | 2208 | 48353 | 7 | 7 | 30 | 9.104 | WT¦WND
56394 | 1 | Onshore Wind Turbine | Forest Creek Wind Farm LLC | TX | 32.039 | -101.22 | ERCO | 124.2 | 0.85 | 124.2 | 124.2 | 15.3471 | 2036 | WT | WND | E ON Climate Renewables N America LLC | 56394¦1 | 5 | 2006 | tx¦glasscock | 39 | 2118 | 48173 | 7 | 7 | 30 | 9.104 | WT¦WND
56395 | 1 | Onshore Wind Turbine | Mesquite Wind Power LLC | TX | 32.6256 | -99.4928 | ERCO | 200 | 0.85 | 200 | 200 | 50 | 2037 | WT | WND | Mesquite Wind LLC | 56395¦1 | 5 | 2007 | tx¦shackelford | 39 | 2240 | 48417 | 7 | 7 | 30 | 9.104 | WT¦WND
56432 | 1 | Onshore Wind Turbine | Wildorado Wind LLC | TX | 35.2919 | -102.3031 | SWPP | 161 | 0.85 | 161 | 161 | 1 | 2037 | WT | WND | NRG Energy Gas & Wind Holdings Inc | 56432¦1 | 5 | 2007 | tx¦oldham | 39 | 2211 | 48359 | 7 | 7 | 30 | 9.104 | WT¦WND
56457 | 1 | Onshore Wind Turbine | Post Wind Farm LP | TX | 32.9254 | -101.2194 | ERCO | 84 | 0.85 | 84 | 84 | 4.2 | 2036 | WT | WND | FPL Energy Red Canyon LLC | 56457¦1 | 5 | 2006 | tx¦borden | 39 | 2048 | 48033 | 7 | 7 | 30 | 9.104 | WT¦WND
56479 | 2 | Onshore Wind Turbine | Sand Bluff Wind Farm | TX | 31.9914 | -101.3026 | ERCO | 90 | 0.85 | 90 | 90 | 11.1211 | 2037 | WT | WND | E ON Climate Renewables N America LLC | 56479¦2 | 5 | 2007 | tx¦glasscock | 39 | 2118 | 48173 | 7 | 7 | 30 | 9.104 | WT¦WND
56483 | 1 | Onshore Wind Turbine | Post Oak Wind LLC | TX | 32.5144 | -99.6564 | ERCO | 200 | 0.85 | 200 | 200 | 50 | 2038 | WT | WND | Mesquite Wind LLC | 56483¦1 | 5 | 2008 | tx¦shackelford | 39 | 2240 | 48417 | 7 | 7 | 30 | 9.104 | WT¦WND
56484 | 1 | Onshore Wind Turbine | Buffalo Gap 2 Wind Farm | TX | 32.3182 | -100.177 | ERCO | 232.5 | 0.85 | 232.5 | 232.5 | 28.7294 | 2037 | WT | WND | AES Wind Generation Inc | 56484¦1 | 5 | 2007 | tx¦nolan | 39 | 2208 | 48353 | 7 | 7 | 30 | 9.104 | WT¦WND
56506 | SCW | Onshore Wind Turbine | Scurry County Wind LP | TX | 32.7204 | -100.9952 | ERCO | 130.5 | 0.85 | 130.5 | 130.5 | 16.1255 | 2037 | WT | WND | Invenergy Services LLC | 56506¦SCW | 5 | 2007 | tx¦scurry | 39 | 2239 | 48415 | 7 | 7 | 30 | 9.104 | WT¦WND
56560 | JDW4 | Onshore Wind Turbine | EXC Wind 4 | TX | 36.4144 | -101.3864 | SWPP | 79.8 | 0.85 | 79.8 | 79.8 | 0.5 | 2038 | WT | WND | EXC Wind 4 | 56560¦JDW4 | 5 | 2008 | tx¦hansford | 39 | 2129 | 48195 | 7 | 7 | 30 | 9.104 | WT¦WND
56561 | JDW5 | Onshore Wind Turbine | EXC Wind 5 | TX | 36.4453 | -101.8761 | SWPP | 10 | 0.85 | 10 | 10 | 0.1 | 2036 | WT | WND | EXC Wind 5 | 56561¦JDW5 | 5 | 2006 | tx¦sherman | 39 | 2242 | 48421 | 7 | 7 | 30 | 9.104 | WT¦WND
56562 | JDW6 | Onshore Wind Turbine | EXC Wind 6 | TX | 36.4669 | -101.8222 | SWPP | 10 | 0.85 | 10 | 10 | 0.1 | 2037 | WT | WND | EXC Wind 6 | 56562¦JDW6 | 5 | 2007 | tx¦sherman | 39 | 2242 | 48421 | 7 | 7 | 30 | 9.104 | WT¦WND
56592 | CH1 | Onshore Wind Turbine | Champion Wind Farm LLC | TX | 32.3983 | -100.6481 | ERCO | 126.5 | 0.85 | 126.5 | 126.5 | 15.6313 | 2038 | WT | WND | E ON Climate Renewables N America LLC | 56592¦CH1 | 5 | 2008 | tx¦nolan | 39 | 2208 | 48353 | 7 | 7 | 30 | 9.104 | WT¦WND
56593 | RO1 | Onshore Wind Turbine | Roscoe Wind Farm LLC | TX | 32.4694 | -100.6664 | ERCO | 209 | 0.85 | 209 | 209 | 25.8256 | 2038 | WT | WND | E ON Climate Renewables N America LLC | 56593¦RO1 | 5 | 2008 | tx¦nolan | 39 | 2208 | 48353 | 7 | 7 | 30 | 9.104 | WT¦WND
56602 | SNY1 | Onshore Wind Turbine | Snyder Wind Farm | TX | 32.7393 | -100.7389 | ERCO | 63 | 0.85 | 63 | 63 | 0.1 | 2037 | WT | WND | Snyder Wind Farm LLC | 56602¦SNY1 | 5 | 2007 | tx¦scurry | 39 | 2239 | 48415 | 7 | 7 | 30 | 9.104 | WT¦WND
56638 | GEN1 | Onshore Wind Turbine | Buffalo Gap 3 Wind Farm | TX | 32.2878 | -100.1 | ERCO | 170.2 | 0.85 | 170.2 | 170.2 | 21.0312 | 2038 | WT | WND | AES Wind Generation Inc | 56638¦GEN1 | 5 | 2008 | tx¦nolan | 39 | 2208 | 48353 | 7 | 7 | 30 | 9.104 | WT¦WND
56644 | 1 | Onshore Wind Turbine | Stanton Wind Energy LLC | TX | 32.2353 | -101.8367 | ERCO | 120 | 0.85 | 120 | 120 | 14.8281 | 2038 | WT | WND | Invenergy Services LLC | 56644¦1 | 5 | 2008 | tx¦martin | 39 | 2187 | 48317 | 7 | 7 | 30 | 9.104 | WT¦WND
56648 | 1 | Onshore Wind Turbine | Majestic 1 Wind Farm | TX | 35.3919 | -101.53 | SWPP | 79.5 | 0.85 | 79.5 | 79.5 | 4 | 2039 | WT | WND | NextEra Energy Majestic Wind | 56648¦1 | 5 | 2009 | tx¦carson | 39 | 2064 | 48065 | 7 | 7 | 30 | 9.104 | WT¦WND
56649 | 1 | Onshore Wind Turbine | South Trent Wind Farm | TX | 32.4081 | -100.1286 | ERCO | 101.2 | 0.85 | 101.2 | 101.2 | 1 | 2039 | WT | WND | NRG Energy Inc | 56649¦1 | 5 | 2009 | tx¦nolan | 39 | 2208 | 48353 | 7 | 7 | 30 | 9.104 | WT¦WND
56661 | 1 | Onshore Wind Turbine | Pattern Gulf Wind | TX | 27.0011 | -97.5994 | ERCO | 283.2 | 0.85 | 283.2 | 283.2 | 283.2 | 2038 | WT | WND | Pattern Operators LP | 56661¦1 | 5 | 2008 | tx¦kenedy | 39 | 2162 | 48261 | 7 | 7 | 30 | 9.104 | WT¦WND
56673 | WEC | Onshore Wind Turbine | Whirlwind Energy Center | TX | 34.105 | -101.0986 | ERCO | 59.8 | 0.85 | 57 | 57 | 7.3893 | 2037 | WT | WND | Whirlwind Energy LLC | 56673¦WEC | 5 | 2007 | tx¦floyd | 39 | 2108 | 48153 | 7 | 7 | 30 | 9.104 | WT¦WND
56754 | 2 | Onshore Wind Turbine | Goat Wind LP | TX | 31.9519 | -100.7914 | ERCO | 69.6 | 0.85 | 69.6 | 69.6 | 1 | 2039 | WT | WND | NRG Energy Gas & Wind Holdings Inc | 56754¦2 | 5 | 2009 | tx¦sterling | 39 | 2247 | 48431 | 7 | 7 | 30 | 9.104 | WT¦WND
56754 | 1 | Onshore Wind Turbine | Goat Wind LP | TX | 31.9519 | -100.7914 | ERCO | 80 | 0.85 | 80 | 80 | 1 | 2038 | WT | WND | NRG Energy Gas & Wind Holdings Inc | 56754¦1 | 5 | 2008 | tx¦sterling | 39 | 2247 | 48431 | 7 | 7 | 30 | 9.104 | WT¦WND
56763 | 4 | Onshore Wind Turbine | Capricorn Ridge Wind LLC | TX | 31.9261 | -100.9281 | ERCO | 112.5 | 0.85 | 112.5 | 112.5 | 5.6 | 2038 | WT | WND | Capricorn Ridge Wind LLC | 56763¦4 | 5 | 2008 | tx¦sterling | 39 | 2247 | 48431 | 7 | 7 | 30 | 9.104 | WT¦WND
56763 | 1 | Onshore Wind Turbine | Capricorn Ridge Wind LLC | TX | 31.9261 | -100.9281 | ERCO | 149.5 | 0.85 | 149.5 | 149.5 | 21.5 | 2037 | WT | WND | Capricorn Ridge Wind LLC | 56763¦1 | 5 | 2007 | tx¦sterling | 39 | 2247 | 48431 | 7 | 7 | 30 | 9.104 | WT¦WND
56763 | 3 | Onshore Wind Turbine | Capricorn Ridge Wind LLC | TX | 31.9261 | -100.9281 | ERCO | 186 | 0.85 | 186 | 186 | 14.9 | 2038 | WT | WND | Capricorn Ridge Wind LLC | 56763¦3 | 5 | 2008 | tx¦sterling | 39 | 2247 | 48431 | 7 | 7 | 30 | 9.104 | WT¦WND
56763 | 2 | Onshore Wind Turbine | Capricorn Ridge Wind LLC | TX | 31.9261 | -100.9281 | ERCO | 214.5 | 0.85 | 214.5 | 214.5 | 7.5 | 2037 | WT | WND | Capricorn Ridge Wind LLC | 56763¦2 | 5 | 2007 | tx¦sterling | 39 | 2247 | 48431 | 7 | 7 | 30 | 9.104 | WT¦WND
56771 | 1 | Onshore Wind Turbine | Silver Star I Wind Power Project | TX | 32.3386 | -98.4761 | ERCO | 60 | 0.85 | 60 | 60 | 12 | 2038 | WT | WND |  | 56771¦1 | 5 | 2008 | tx¦erath | 39 | 2103 | 48143 | 7 | 7 | 30 | 9.104 | WT¦WND
56773 | 1 | Onshore Wind Turbine | McAdoo Wind Energy LLC | TX | 33.7522 | -100.9674 | ERCO | 150 | 0.85 | 150 | 150 | 18.5351 | 2038 | WT | WND | Invenergy Services LLC | 56773¦1 | 5 | 2008 | tx¦dickens | 39 | 2094 | 48125 | 7 | 7 | 30 | 9.104 | WT¦WND
56774 | 1 | Onshore Wind Turbine | Turkey Track Wind Energy LLC | TX | 32.1981 | -100.2686 | ERCO | 169.5 | 0.85 | 169.5 | 169.5 | 20.9447 | 2038 | WT | WND | Invenergy Services LLC | 56774¦1 | 5 | 2008 | tx¦nolan | 39 | 2208 | 48353 | 7 | 7 | 30 | 9.104 | WT¦WND
56775 | 1 | Onshore Wind Turbine | Scurry County Wind II | TX | 32.7181 | -100.7933 | ERCO | 120 | 0.85 | 120 | 120 | 14.8281 | 2037 | WT | WND | Invenergy Services LLC | 56775¦1 | 5 | 2007 | tx¦scurry | 39 | 2239 | 48415 | 7 | 7 | 30 | 9.104 | WT¦WND
56776 | 1 | Onshore Wind Turbine | Gunsight Mountain Wind Energy LLC | TX | 32.2403 | -101.4736 | ERCO | 120 | 0.85 | 120 | 120 | 14.8281 | 2046 | WT | WND | Invenergy Services LLC | 56776¦1 | 5 | 2016 | tx¦howard | 39 | 2145 | 48227 | 7 | 7 | 30 | 9.104 | WT¦WND
56779 | 1 | Onshore Wind Turbine | Sherbino I Wind Farm | TX | 30.8073 | -102.3556 | ERCO | 150 | 0.85 | 150 | 150 | 0.2 | 2038 | WT | WND | AE Power Services LLC | 56779¦1 | 5 | 2008 | tx¦pecos | 39 | 2217 | 48371 | 7 | 7 | 30 | 9.104 | WT¦WND
56783 | 1 | Onshore Wind Turbine | Elbow Creek Wind Project LLC | TX | 32.1408 | -101.3986 | ERCO | 121.9 | 0.85 | 121.9 | 121.9 | 1 | 2038 | WT | WND | Elbow Creek Wind Project LLC | 56783¦1 | 5 | 2008 | tx¦howard | 39 | 2145 | 48227 | 7 | 7 | 30 | 9.104 | WT¦WND
56795 | 1 | Onshore Wind Turbine | Penascal Wind Power LLC | TX | 27.0702 | -97.5077 | ERCO | 201.6 | 0.85 | 201.6 | 201.6 | 24.9112 | 2039 | WT | WND | Avangrid Renewables Inc | 56795¦1 | 5 | 2009 | tx¦kenedy | 39 | 2162 | 48261 | 7 | 7 | 30 | 9.104 | WT¦WND
56823 | HWFG1 | Onshore Wind Turbine | Hackberry Wind Farm | TX | 32.7683 | -99.4228 | ERCO | 165.6 | 0.85 | 162.3 | 162.3 | 20.4627 | 2038 | WT | WND | Hackberry Wind LLC | 56823¦HWFG1 | 5 | 2008 | tx¦shackelford | 39 | 2240 | 48417 | 7 | 7 | 30 | 9.104 | WT¦WND
56834 | 1 | Onshore Wind Turbine | High Plains | TX | 35.3503 | -101.54 | SWPP | 10 | 0.85 | 10 | 10 | 0.1 | 2038 | WT | WND | High Plains | 56834¦1 | 5 | 2008 | tx¦carson | 39 | 2064 | 48065 | 7 | 7 | 30 | 9.104 | WT¦WND
56835 | 1 | Onshore Wind Turbine | EXC Wind 11 | TX | 35.8119 | -101.9789 | SWPP | 10 | 0.85 | 10 | 10 | 0.1 | 2038 | WT | WND | EXC Wind 11 | 56835¦1 | 5 | 2008 | tx¦moore | 39 | 2202 | 48341 | 7 | 7 | 30 | 9.1041 | WT¦WND
56836 | 1 | Onshore Wind Turbine | EXC Wind 10 | TX | 35.8081 | -101.9986 | SWPP | 10 | 0.85 | 10 | 10 | 0.1 | 2038 | WT | WND | EXC Wind 10 | 56836¦1 | 5 | 2008 | tx¦moore | 39 | 2202 | 48341 | 7 | 7 | 30 | 9.1039 | WT¦WND
56837 | 1 | Onshore Wind Turbine | EXC Wind 9 | TX | 35.9614 | -101.8033 | SWPP | 10 | 0.85 | 10 | 10 | 0.1 | 2038 | WT | WND | EXC Wind 9 | 56837¦1 | 5 | 2008 | tx¦moore | 39 | 2202 | 48341 | 7 | 7 | 30 | 9.1039 | WT¦WND
56838 | 1 | Onshore Wind Turbine | EXC Wind 8 | TX | 36.0075 | -101.8614 | SWPP | 10 | 0.85 | 10 | 10 | 0.1 | 2038 | WT | WND | EXC Wind 8 | 56838¦1 | 5 | 2008 | tx¦moore | 39 | 2202 | 48341 | 7 | 7 | 30 | 9.104 | WT¦WND
56839 | 1 | Onshore Wind Turbine | EXC Wind 7 | TX | 36.0264 | -101.9 | SWPP | 10 | 0.85 | 10 | 10 | 0.1 | 2038 | WT | WND | EXC Wind 7 | 56839¦1 | 5 | 2008 | tx¦moore | 39 | 2202 | 48341 | 7 | 7 | 30 | 9.104 | WT¦WND
56905 | 1 | Onshore Wind Turbine | Noble Great Plains Windpark LLC | TX | 36.4964 | -101.3917 | SWPP | 114 | 0.85 | 114 | 114 | 14.0867 | 2039 | WT | WND |  | 56905¦1 | 5 | 2009 | tx¦hansford | 39 | 2129 | 48195 | 7 | 7 | 30 | 9.104 | WT¦WND
56920 | 1 | Onshore Wind Turbine | EC&R Panther Creek Wind Farm I | TX | 32.1008 | -101.4514 | ERCO | 142.5 | 0.85 | 142.5 | 142.5 | 17.6083 | 2038 | WT | WND | E ON Climate Renewables N America LLC | 56920¦1 | 5 | 2008 | tx¦howard | 39 | 2145 | 48227 | 7 | 7 | 30 | 9.104 | WT¦WND
56921 | 1 | Onshore Wind Turbine | EC&R Panther Creek Wind Farm II | TX | 31.9361 | -101.2983 | ERCO | 115.5 | 0.85 | 115.5 | 115.5 | 14.272 | 2038 | WT | WND | E ON Climate Renewables N America LLC | 56921¦1 | 5 | 2008 | tx¦glasscock | 39 | 2118 | 48173 | 7 | 7 | 30 | 9.104 | WT¦WND
56956 | 1 | Onshore Wind Turbine | Bull Creek Wind | TX | 32.929 | -101.5786 | ERCO | 180 | 0.85 | 180 | 180 | 1 | 2038 | WT | WND | Bull Creek Wind LLC | 56956¦1 | 5 | 2008 | tx¦borden | 39 | 2048 | 48033 | 7 | 7 | 30 | 9.104 | WT¦WND
56959 | OWF | Onshore Wind Turbine | Ocotillo Windpower | TX | 32.1217 | -101.3853 | ERCO | 58.8 | 0.85 | 58.8 | 58.8 | 0.1 | 2038 | WT | WND | Duke Energy DEGS Ocotillo | 56959¦OWF | 5 | 2008 | tx¦howard | 39 | 2145 | 48227 | 7 | 7 | 30 | 9.104 | WT¦WND
56961 | GE | Onshore Wind Turbine | Notrees Windpower | TX | 31.995 | -102.8283 | ERCO | 60 | 0.85 | 60 | 60 | 0.1 | 2039 | WT | WND | Duke Energy DEGS Notrees | 56961¦GE | 5 | 2009 | tx¦ector | 39 | 2099 | 48135 | 7 | 7 | 30 | 9.104 | WT¦WND
56961 | VESTA | Onshore Wind Turbine | Notrees Windpower | TX | 31.995 | -102.8283 | ERCO | 92.5 | 0.85 | 92.5 | 92.5 | 0.1 | 2039 | WT | WND | Duke Energy DEGS Notrees | 56961¦VESTA | 5 | 2009 | tx¦ector | 39 | 2099 | 48135 | 7 | 7 | 30 | 9.104 | WT¦WND
56979 | 1 | Onshore Wind Turbine | EC&R Panther Creek Wind Farm III | TX | 31.9925 | -101.1167 | ERCO | 199.5 | 0.85 | 199.5 | 199.5 | 24.6517 | 2039 | WT | WND | E ON Climate Renewables N America LLC | 56979¦1 | 5 | 2009 | tx¦sterling | 39 | 2247 | 48431 | 7 | 7 | 30 | 9.104 | WT¦WND
56981 | 1 | Onshore Wind Turbine | Pyron Wind Farm LLC | TX | 32.5886 | -100.6728 | ERCO | 249 | 0.85 | 249 | 249 | 30.7683 | 2039 | WT | WND | E ON Climate Renewables N America LLC | 56981¦1 | 5 | 2009 | tx¦fisher | 39 | 2107 | 48151 | 7 | 7 | 30 | 9.104 | WT¦WND
56983 | 1 | Onshore Wind Turbine | EC&R Papalote Creek I LLC | TX | 27.9386 | -97.4586 | ERCO | 180 | 0.85 | 180 | 180 | 22.2421 | 2039 | WT | WND | E ON Climate Renewables N America LLC | 56983¦1 | 5 | 2009 | tx¦san patricio | 39 | 2236 | 48409 | 7 | 7 | 30 | 9.104 | WT¦WND
56984 | 1 | Onshore Wind Turbine | Inadale Wind Farm LLC | TX | 32.4969 | -100.5797 | ERCO | 197 | 0.85 | 197 | 197 | 24.3428 | 2039 | WT | WND | E ON Climate Renewables N America LLC | 56984¦1 | 5 | 2009 | tx¦nolan | 39 | 2208 | 48353 | 7 | 7 | 30 | 9.104 | WT¦WND
57095 | 1 | Onshore Wind Turbine | Penascal II Wind Project LLC | TX | 27.1197 | -97.5499 | ERCO | 201 | 0.85 | 201 | 201 | 24.837 | 2040 | WT | WND | Avangrid Renewables Inc | 57095¦1 | 5 | 2010 | tx¦kenedy | 39 | 2162 | 48261 | 7 | 7 | 30 | 9.104 | WT¦WND
57153 | 1 | Onshore Wind Turbine | Langford Wind Power | TX | 31.0854 | -100.6788 | ERCO | 150 | 0.85 | 150 | 150 | 18.5351 | 2039 | WT | WND | Langford Wind Power LLC | 57153¦1 | 5 | 2009 | tx¦tom green | 39 | 2257 | 48451 | 7 | 7 | 30 | 9.104 | WT¦WND
57156 | BC | Onshore Wind Turbine | Barton Chapel Wind Farm | TX | 33.068 | -98.3377 | ERCO | 120 | 0.85 | 120 | 120 | 14.8281 | 2039 | WT | WND | Avangrid Renewables Inc | 57156¦BC | 5 | 2009 | tx¦jack | 39 | 2150 | 48237 | 7 | 7 | 30 | 9.104 | WT¦WND
57212 | 1 | Onshore Wind Turbine | EC&R Papalote Creek II LLC | TX | 27.9958 | -97.2967 | ERCO | 200.1 | 0.85 | 200.1 | 201 | 24.7258 | 2040 | WT | WND | E ON Climate Renewables N America LLC | 57212¦1 | 5 | 2010 | tx¦san patricio | 39 | 2236 | 48409 | 7 | 7 | 30 | 9.104 | WT¦WND
57259 | 3 | Onshore Wind Turbine | Lubbock Wind Ranch | TX | 33.5697 | -101.7653 | SWPP | 2.5 | 0.85 | 2.5 | 2.5 | 0.30892 | 2040 | WT | WND | Lubbock Wind LLC | 57259¦3 | 5 | 2010 | tx¦lubbock | 39 | 2183 | 48303 | 7 | 7 | 30 | 9.1041 | WT¦WND
57259 | 2 | Onshore Wind Turbine | Lubbock Wind Ranch | TX | 33.5697 | -101.7653 | SWPP | 2.5 | 0.85 | 2.5 | 2.5 | 0.30892 | 2040 | WT | WND | Lubbock Wind LLC | 57259¦2 | 5 | 2010 | tx¦lubbock | 39 | 2183 | 48303 | 7 | 7 | 30 | 9.1041 | WT¦WND
57259 | 1 | Onshore Wind Turbine | Lubbock Wind Ranch | TX | 33.5697 | -101.7653 | SWPP | 2.5 | 0.85 | 2.5 | 2.5 | 0.30892 | 2040 | WT | WND | Lubbock Wind LLC | 57259¦1 | 5 | 2010 | tx¦lubbock | 39 | 2183 | 48303 | 7 | 7 | 30 | 9.1041 | WT¦WND
57260 | 1 | Onshore Wind Turbine | Cedro Hill Wind LLC | TX | 27.5761 | -98.9053 | ERCO | 150 | 0.85 | 150 | 150 | 1 | 2040 | WT | WND | NRG Energy Gas & Wind Holdings Inc | 57260¦1 | 5 | 2010 | tx¦webb | 39 | 2271 | 48479 | 7 | 7 | 30 | 9.104 | WT¦WND
57263 | LP1 | Onshore Wind Turbine | Little Pringle I Wind Farm | TX | 35.9643 | -101.5402 | SWPP | 10 | 0.85 | 10 | 10 | 2 | 2040 | WT | WND | DeWind Co. | 57263¦LP1 | 5 | 2010 | tx¦hutchinson | 39 | 2148 | 48233 | 7 | 7 | 30 | 9.1041 | WT¦WND
57264 | LP2 | Onshore Wind Turbine | Little Pringle II Wind Farm | TX | 35.9249 | -101.5414 | SWPP | 10 | 0.85 | 10 | 10 | 2 | 2040 | WT | WND | DeWind Co. | 57264¦LP2 | 5 | 2010 | tx¦hutchinson | 39 | 2148 | 48233 | 7 | 7 | 30 | 9.1041 | WT¦WND
57303 | LWG2 | Onshore Wind Turbine | Loraine Windpark Project LLC | TX | 32.4375 | -100.7444 | ERCO | 75 | 0.85 | 75 | 75 | 9.2675 | 2039 | WT | WND | Loraine Windpower Park LLC | 57303¦LWG2 | 5 | 2009 | tx¦mitchell | 39 | 2199 | 48335 | 7 | 7 | 30 | 9.104 | WT¦WND
57303 | LWG1 | Onshore Wind Turbine | Loraine Windpark Project LLC | TX | 32.4375 | -100.7444 | ERCO | 75 | 0.85 | 75 | 75 | 9.2675 | 2039 | WT | WND | Loraine Windpower Park LLC | 57303¦LWG1 | 5 | 2009 | tx¦mitchell | 39 | 2199 | 48335 | 7 | 7 | 30 | 9.104 | WT¦WND
57326 | WND1 | Onshore Wind Turbine | Sunray Wind I | TX | 35.9454 | -101.9005 | SWPP | 49.5 | 0.85 | 49.5 | 49.5 | 49.5 | 2039 | WT | WND | Diamond Shamrock Refining Company LP | 57326¦WND1 | 5 | 2009 | tx¦moore | 39 | 2202 | 48341 | 7 | 7 | 30 | 9.104 | WT¦WND
57415 | 1 | Onshore Wind Turbine | Sherbino II | TX | 30.7726 | -102.5058 | ERCO | 145 | 0.85 | 145 | 145 | 30 | 2041 | WT | WND |  | 57415¦1 | 5 | 2011 | tx¦pecos | 39 | 2217 | 48371 | 7 | 7 | 30 | 9.104 | WT¦WND
57474 | 1 | Onshore Wind Turbine | Ralls Wind Farm | TX | 33.6611 | -101.39 | SWPP | 10 | 0.85 | 10 | 10 | 1.2357 | 2041 | WT | WND | Ralls Wind Farm LLC | 57474¦1 | 5 | 2011 | tx¦crosby | 39 | 2085 | 48107 | 7 | 7 | 30 | 9.104 | WT¦WND
57517 | FRISC | Onshore Wind Turbine | DeWind Frisco | TX | 36.4985 | -101.6053 | SWPP | 20 | 0.85 | 20 | 20 | 4 | 2042 | WT | WND | DeWind Co. | 57517¦FRISC | 5 | 2012 | tx¦hansford | 39 | 2129 | 48195 | 7 | 7 | 30 | 9.1042 | WT¦WND
57520 | 1 | Onshore Wind Turbine | Trinity Hills | TX | 33.3836 | -98.7119 | ERCO | 225 | 0.85 | 225 | 225 | 45 | 2041 | WT | WND |  | 57520¦1 | 5 | 2011 | tx¦young | 39 | 2283 | 48503 | 7 | 7 | 30 | 9.104 | WT¦WND
57617 | GEN1 | Onshore Wind Turbine | Hidalgo Wind Farm LLC | TX | 26.4656 | -98.4111 | ERCO | 250 | 0.85 | 250 | 250 | 1 | 2046 | WT | WND | Hidalgo Wind Farm LLC | 57617¦GEN1 | 5 | 2016 | tx¦hidalgo | 39 | 2139 | 48215 | 7 | 7 | 30 | 9.104 | WT¦WND
57741 | SP97 | Onshore Wind Turbine | Suzlon Project VIII LLC | TX | 35.75 | -102.28 | SWPP | 2.1 | 0.85 | 2.1 | 2.1 | 0.25949 | 2041 | WT | WND | Suzlon Project VIII LLC | 57741¦SP97 | 5 | 2011 | tx¦hartley | 39 | 2134 | 48205 | 7 | 7 | 30 | 9.104 | WT¦WND
57741 | SP111 | Onshore Wind Turbine | Suzlon Project VIII LLC | TX | 35.75 | -102.28 | SWPP | 2.1 | 0.85 | 2.1 | 2.1 | 0.25949 | 2045 | WT | WND | Suzlon Project VIII LLC | 57741¦SP111 | 5 | 2015 | tx¦hartley | 39 | 2134 | 48205 | 7 | 7 | 30 | 9.104 | WT¦WND
57751 | 1 | Onshore Wind Turbine | Los Vientos Wind 1A | TX | 26.3307 | -97.5857 | ERCO | 200 | 0.85 | 200 | 200 | 0.1 | 2042 | WT | WND | Los Vientos Wind 1A, LLC | 57751¦1 | 5 | 2012 | tx¦cameron | 39 | 2062 | 48061 | 7 | 7 | 30 | 9.104 | WT¦WND
57752 | 1 | Onshore Wind Turbine | Los Vientos Wind 1B | TX | 26.3489 | -97.6668 | ERCO | 201.6 | 0.85 | 201.6 | 201.6 | 0.1 | 2042 | WT | WND | Los Vientos Wind 1B, LLC | 57752¦1 | 5 | 2012 | tx¦cameron | 39 | 2062 | 48061 | 7 | 7 | 30 | 9.104 | WT¦WND
57802 | MV1 | Onshore Wind Turbine | Magic Valley Wind Farm I LLC | TX | 26.4753 | -97.6911 | ERCO | 203 | 0.85 | 203 | 203 | 25.0842 | 2042 | WT | WND | E ON Climate Renewables N America LLC | 57802¦MV1 | 5 | 2012 | tx¦willacy | 39 | 2276 | 48489 | 7 | 7 | 30 | 9.104 | WT¦WND
57866 | PWR | Onshore Wind Turbine | Golden Spread Panhandle Wnd Rch | TX | 35.2436 | -102.21 | SWPP | 78.2 | 0.85 | 78.2 | 78.2 | 0.1 | 2041 | WT | WND | Golden Spread Electric Cooperative, Inc | 57866¦PWR | 5 | 2011 | tx¦oldham | 39 | 2211 | 48359 | 7 | 7 | 30 | 9.104 | WT¦WND
57927 | 1 | Onshore Wind Turbine | Baffin Wind | TX | 27.2231 | -97.7892 | ERCO | 188 | 0.85 | 188 | 188 | 23.2307 | 2044 | WT | WND | Avangrid Renewables Inc | 57927¦1 | 5 | 2014 | tx¦kenedy | 39 | 2162 | 48261 | 7 | 7 | 30 | 9.104 | WT¦WND
57973 | GEN1 | Onshore Wind Turbine | Spinning Spur Wind LLC | TX | 35.2375 | -102.2031 | SWPP | 161 | 0.85 | 161 | 161 | 19.8943 | 2042 | WT | WND | EDF Renewable Asset Holdings, Inc. | 57973¦GEN1 | 5 | 2012 | tx¦oldham | 39 | 2211 | 48359 | 7 | 7 | 30 | 9.104 | WT¦WND
57974 | GEN1 | Onshore Wind Turbine | Bobcat Bluff Wind Project LLC | TX | 33.4931 | -98.5819 | ERCO | 150 | 0.85 | 150 | 150 | 18.5351 | 2042 | WT | WND | EDF Renewable Asset Holdings, Inc. | 57974¦GEN1 | 5 | 2012 | tx¦archer | 39 | 2036 | 48009 | 7 | 7 | 30 | 9.104 | WT¦WND
57981 | GEN1 | Onshore Wind Turbine | Senate Wind LLC | TX | 33.2058 | -98.3651 | ERCO | 150 | 0.85 | 150 | 150 | 40 | 2042 | WT | WND | Algonquin Power Co | 57981¦GEN1 | 5 | 2012 | tx¦jack | 39 | 2150 | 48237 | 7 | 7 | 30 | 9.104 | WT¦WND
57983 | 2 | Onshore Wind Turbine | Stephens Ranch Wind Energy LLC | TX | 32.9264 | -101.6478 | ERCO | 165 | 0.85 | 165 | 165 | 1 | 2045 | WT | WND | Stephens Ranch Wind Energy LLC | 57983¦2 | 5 | 2015 | tx¦borden | 39 | 2048 | 48033 | 7 | 7 | 30 | 9.104 | WT¦WND
57983 | 1 | Onshore Wind Turbine | Stephens Ranch Wind Energy LLC | TX | 32.9264 | -101.6478 | ERCO | 211 | 0.85 | 211 | 211 | 1 | 2044 | WT | WND | Stephens Ranch Wind Energy LLC | 57983¦1 | 5 | 2014 | tx¦borden | 39 | 2048 | 48033 | 7 | 7 | 30 | 9.104 | WT¦WND
58000 | ANA | Onshore Wind Turbine | Anacacho Wind Farm, LLC | TX | 29.2347 | -100.2092 | ERCO | 99.8 | 0.85 | 99.8 | 99.8 | 12.332 | 2042 | WT | WND | E ON Climate Renewables N America LLC | 58000¦ANA | 5 | 2012 | tx¦kinney | 39 | 2167 | 48271 | 7 | 7 | 30 | 9.104 | WT¦WND
58021 | 1 | Onshore Wind Turbine | Whitetail | TX | 27.4881 | -99.0053 | ERCO | 92 | 0.85 | 91.2 | 91.2 | 0.7 | 2042 | WT | WND | Whitetail Wind Energy LLC | 58021¦1 | 5 | 2012 | tx¦webb | 39 | 2271 | 48479 | 7 | 7 | 30 | 9.104 | WT¦WND
58048 | 1 | Onshore Wind Turbine | BayWa r.e Mozart LLC | TX | 32.9697 | -100.5242 | ERCO | 30 | 0.85 | 30 | 30 | 3.707 | 2042 | WT | WND | BayWa r.e Wind LLC | 58048¦1 | 5 | 2012 | tx¦kent | 39 | 2163 | 48263 | 7 | 7 | 30 | 9.104 | WT¦WND
58080 | 1 | Onshore Wind Turbine | Wolf Ridge Wind | TX | 33.733 | -97.4284 | ERCO | 112.5 | 0.85 | 112.5 | 112.5 | 5.6 | 2038 | WT | WND | NextEra Wolf Ridge LLC | 58080¦1 | 5 | 2008 | tx¦cooke | 39 | 2080 | 48097 | 7 | 7 | 30 | 9.104 | WT¦WND
58162 | CW | Onshore Wind Turbine | Cirrus Wind 1 LLC | TX | 33.0331 | -101.6875 | SWPP | 61.2 | 0.85 | 61.2 | 61.2 | 7.5623 | 2042 | WT | WND | Cirrus Wind 1 LLC | 58162¦CW | 5 | 2012 | tx¦lynn | 39 | 2184 | 48305 | 7 | 7 | 30 | 9.104 | WT¦WND
58242 | 1 | Onshore Wind Turbine | Pattern Panhandle Wind LLC | TX | 35.4275 | -101.2531 | ERCO | 218 | 0.85 | 218 | 218 | 218 | 2044 | WT | WND | Pattern Operators LP | 58242¦1 | 5 | 2014 | tx¦carson | 39 | 2064 | 48065 | 7 | 7 | 30 | 9.104 | WT¦WND
58321 | 1 | Onshore Wind Turbine | Goldthwaite Wind Energy Facility | TX | 31.3833 | -98.4667 | ERCO | 150 | 0.85 | 150 | 150 | 18.5351 | 2043 | WT | WND | Invenergy Services LLC | 58321¦1 | 5 | 2013 | tx¦mills | 39 | 2198 | 48333 | 7 | 7 | 30 | 9.104 | WT¦WND
58363 | WND1 | Onshore Wind Turbine | Majestic II Wind | TX | 35.386 | -101.5786 | SWPP | 79.6 | 0.85 | 79.6 | 79.6 | 4 | 2042 | WT | WND | NextEra Energy Majestic Wind | 58363¦WND1 | 5 | 2012 | tx¦carson | 39 | 2064 | 48065 | 7 | 7 | 30 | 9.104 | WT¦WND
58372 | GEN1 | Onshore Wind Turbine | Blue Summit Wind LLC | TX | 34.29 | -99.3647 | ERCO | 135.4 | 0.85 | 135.4 | 135.4 | 6.8 | 2042 | WT | WND | Blue Summit Wind LLC | 58372¦GEN1 | 5 | 2012 | tx¦wilbarger | 39 | 2275 | 48487 | 7 | 7 | 30 | 9.104 | WT¦WND
58404 | 1 | Onshore Wind Turbine | Pantex | TX | 35.3228 | -101.5325 | SWPP | 11.5 | 0.85 | 11.5 | 11.5 | 1.421 | 2044 | WT | WND | Pantex (NNSA) | 58404¦1 | 5 | 2014 | tx¦carson | 39 | 2064 | 48065 | 7 | 7 | 30 | 9.104 | WT¦WND
58424 | 1 | Onshore Wind Turbine | Harbor Wind LLC | TX | 27.8322 | -97.4403 | ERCO | 9 | 0.85 | 9 | 9 | 1.1121 | 2042 | WT | WND | Harbor Wind Tenant LLC | 58424¦1 | 5 | 2012 | tx¦nueces | 39 | 2209 | 48355 | 7 | 7 | 30 | 9.1039 | WT¦WND
58596 | GRVWI | Onshore Wind Turbine | Grandview Wind Farm, LLC | TX | 35.2383 | -101.3108 | ERCO | 211.2 | 0.85 | 211.2 | 211.2 | 26.0974 | 2044 | WT | WND | E ON Climate Renewables N America LLC | 58596¦GRVWI | 5 | 2014 | tx¦carson | 39 | 2064 | 48065 | 7 | 7 | 30 | 9.104 | WT¦WND
58681 | RT661 | Onshore Wind Turbine | Route 66 Wind Plant | TX | 35.2053 | -101.4342 | ERCO | 150 | 0.85 | 150 | 150 | 18.5351 | 2045 | WT | WND | Novatus Energy | 58681¦RT661 | 5 | 2015 | tx¦carson | 39 | 2064 | 48065 | 7 | 7 | 30 | 9.104 | WT¦WND
58720 | 1 | Onshore Wind Turbine | Pattern Panhandle Wind 2 LLC | TX | 35.4428 | -101.3728 | ERCO | 181.7 | 0.85 | 181.7 | 181.7 | 181.7 | 2044 | WT | WND | Pattern Operators LP | 58720¦1 | 5 | 2014 | tx¦carson | 39 | 2064 | 48065 | 7 | 7 | 30 | 9.104 | WT¦WND
58765 | 1 | Onshore Wind Turbine | Miami Wind Energy Center | TX | 35.6539 | -100.5386 | ERCO | 288.6 | 0.85 | 288.6 | 288.6 | 35.6615 | 2044 | WT | WND | Invenergy Services LLC | 58765¦1 | 5 | 2014 | tx¦roberts | 39 | 2228 | 48393 | 7 | 7 | 30 | 9.104 | WT¦WND
58766 | 1 | Onshore Wind Turbine | Wake Wind Energy Center | TX | 33.825 | -101.0997 | ERCO | 257 | 0.85 | 257 | 257 | 1.7 | 2046 | WT | WND | Southern Power Co | 58766¦1 | 5 | 2016 | tx¦crosby | 39 | 2085 | 48107 | 7 | 7 | 30 | 9.104 | WT¦WND
58772 | GEN1 | Onshore Wind Turbine | Longhorn Wind | TX | 34.3111 | -101.2511 | ERCO | 200 | 0.85 | 200 | 200 | 24.7135 | 2045 | WT | WND | EDF Renewable Asset Holdings, Inc. | 58772¦GEN1 | 5 | 2015 | tx¦briscoe | 39 | 2054 | 48045 | 7 | 7 | 30 | 9.104 | WT¦WND
58773 | GEN1 | Onshore Wind Turbine | TX Hereford Wind | TX | 34.7481 | -102.1744 | ERCO | 200 | 0.85 | 200 | 200 | 24.7135 | 2044 | WT | WND | EDF Renewable Asset Holdings, Inc. | 58773¦GEN1 | 5 | 2014 | tx¦deaf smith | 39 | 2090 | 48117 | 7 | 7 | 30 | 9.104 | WT¦WND
58774 | GEN1 | Onshore Wind Turbine | Spinning Spur Wind II | TX | 35.2769 | -102.6828 | ERCO | 161 | 0.85 | 161 | 161 | 19.8943 | 2044 | WT | WND | EDF Renewable Asset Holdings, Inc. | 58774¦GEN1 | 5 | 2014 | tx¦oldham | 39 | 2211 | 48359 | 7 | 7 | 30 | 9.104 | WT¦WND
58775 | GEN1 | Onshore Wind Turbine | Spinning Spur Wind III | TX | 35.295 | -102.7211 | ERCO | 194 | 0.85 | 194 | 194 | 23.9721 | 2045 | WT | WND | EDF Renewable Asset Holdings, Inc. | 58775¦GEN1 | 5 | 2015 | tx¦oldham | 39 | 2211 | 48359 | 7 | 7 | 30 | 9.104 | WT¦WND
58838 | KW1 | Onshore Wind Turbine | Keechi Wind | TX | 33.1431 | -98.1611 | ERCO | 110 | 0.85 | 110 | 110 | 13.5924 | 2045 | WT | WND | Enbridge | 58838¦KW1 | 5 | 2015 | tx¦jack | 39 | 2150 | 48237 | 7 | 7 | 30 | 9.104 | WT¦WND
59005 | 43891 | Onshore Wind Turbine | Mariah del Norte | TX | 34.6675 | -102.5778 | ERCO | 230.4 | 0.85 | 230.4 | 230.4 | 1 | 2046 | WT | WND | Mariah Holdings II LLC c/o CAMS | 59005¦MAR1 | 5 | 2016 | tx¦parmer | 39 | 2216 | 48369 | 7 | 7 | 30 | 9.104 | WT¦WND
59034 | SHAN1 | Onshore Wind Turbine | Shannon Wind | TX | 33.5097 | -98.3608 | ERCO | 204 | 0.85 | 204 | 204 | 0.3 | 2045 | WT | WND | Shannon Wind LLC | 59034¦SHAN1 | 5 | 2015 | tx¦clay | 39 | 2070 | 48077 | 7 | 7 | 30 | 9.104 | WT¦WND
59063 | WT1 | Onshore Wind Turbine | Stella Wind Farm | TX | 26.9417 | -97.6425 | ERCO | 201 | 0.85 | 201 | 201 | 24.837 | 2048 | WT | WND | E ON Climate Renewables N America LLC | 59063¦WT1 | 5 | 2018 | tx¦kenedy | 39 | 2162 | 48261 | 7 | 7 | 30 | 9.104 | WT¦WND
59066 | MVII | Onshore Wind Turbine | Bruennings Breeze Wind Farm | TX | 26.5222 | -97.6911 | ERCO | 228 | 0.85 | 228 | 228 | 28.1733 | 2047 | WT | WND | E ON Climate Renewables N America LLC | 59066¦MVII | 5 | 2017 | tx¦willacy | 39 | 2276 | 48489 | 7 | 7 | 30 | 9.104 | WT¦WND
59068 | GVII | Onshore Wind Turbine | Colbec's Corner, LLC | TX | 35.2542 | -101.1866 | ERCO | 200 | 0.85 | 200 | 200 | 24.7135 | 2046 | WT | WND | E ON Climate Renewables N America LLC | 59068¦GVII | 5 | 2016 | tx¦carson | 39 | 2064 | 48065 | 7 | 7 | 30 | 9.104 | WT¦WND
59118 | CAM1 | Onshore Wind Turbine | Cameron Wind 1 LLC | TX | 26.1953 | -97.4661 | ERCO | 165 | 0.85 | 165 | 165 | 55 | 2045 | WT | WND | Cameron Wind 1 LLC | 59118¦CAM1 | 5 | 2015 | tx¦cameron | 39 | 2062 | 48061 | 7 | 7 | 30 | 9.104 | WT¦WND
59193 | CHA1 | Onshore Wind Turbine | Chapman Ranch Wind I | TX | 27.5925 | -97.5008 | ERCO | 236 | 0.85 | 249 | 249 | 29.1619 | 2047 | WT | WND | Chapman Ranch Wind LLC | 59193¦CHA1 | 5 | 2017 | tx¦nueces | 39 | 2209 | 48355 | 7 | 7 | 30 | 9.104 | WT¦WND
59238 | WND2 | Onshore Wind Turbine | Windthorst-2 | TX | 33.4953 | -98.5 | ERCO | 67.6 | 0.85 | 67.6 | 67.6 | 8.3531 | 2044 | WT | WND | EDF Renewable Asset Holdings, Inc. | 59238¦WND2 | 5 | 2014 | tx¦archer | 39 | 2036 | 48009 | 7 | 7 | 30 | 9.104 | WT¦WND
59244 | FIBE1 | Onshore Wind Turbine | Lorenzo Wind | TX | 33.6992 | -101.5247 | SWPP | 80 | 0.85 | 80 | 80 | 3 | 2048 | WT | WND |  | 59244¦FIBE1 | 5 | 2018 | tx¦crosby | 39 | 2085 | 48107 | 7 | 7 | 30 | 9.104 | WT¦WND
59245 | FLUV1 | Onshore Wind Turbine | Fluvanna | TX | 32.9319 | -101.1436 | ERCO | 155.4 | 0.85 | 155.4 | 155.4 | 19.2024 | 2047 | WT | WND | Fluvanna Wind Energy LLC | 59245¦FLUV1 | 5 | 2017 | tx¦scurry | 39 | 2239 | 48415 | 7 | 7 | 30 | 9.104 | WT¦WND
59320 | GEN1 | Onshore Wind Turbine | Los Vientos Windpower III | TX | 26.3886 | -98.8061 | ERCO | 200 | 0.85 | 200 | 200 | 0.1 | 2045 | WT | WND | Los Vientos Windpower III, LLC | 59320¦GEN1 | 5 | 2015 | tx¦starr | 39 | 2245 | 48427 | 7 | 7 | 30 | 9.104 | WT¦WND
59321 | GEN1 | Onshore Wind Turbine | Los Vientos Windpower IV | TX | 26.3806 | -98.8183 | ERCO | 200 | 0.85 | 200 | 200 | 26 | 2046 | WT | WND | Los Vientos Windpower IV, LLC | 59321¦GEN1 | 5 | 2016 | tx¦starr | 39 | 2245 | 48427 | 7 | 7 | 30 | 9.104 | WT¦WND
59332 | MSCRK | Onshore Wind Turbine | Mesquite Creek Wind | TX | 32.7 | -101.7411 | ERCO | 211.2 | 0.85 | 211.2 | 211.2 | 26.0974 | 2045 | WT | WND | Mesquite Creek Wind, LLC | 59332¦MSCRK | 5 | 2015 | tx¦dawson | 39 | 2089 | 48115 | 7 | 7 | 30 | 9.104 | WT¦WND
59384 | 1 | Onshore Wind Turbine | South Plains Wind Phase I | TX | 34.0806 | -101.3236 | ERCO | 200 | 0.85 | 200 | 200 | 24.7135 | 2045 | WT | WND | First Wind O&M, LLC | 59384¦1 | 5 | 2015 | tx¦floyd | 39 | 2108 | 48153 | 7 | 7 | 30 | 9.104 | WT¦WND
59417 | WT1 | Onshore Wind Turbine | Pleasant Hill Wind Energy Project | TX | 33.7389 | -101.485 | SWPP | 20 | 0.85 | 20 | 20 | 2.4713 | 2045 | WT | WND | Pleasant Hill Wind Energy LLC | 59417¦WT1 | 5 | 2015 | tx¦crosby | 39 | 2085 | 48107 | 7 | 7 | 30 | 9.104 | WT¦WND
59442 | 1 | Onshore Wind Turbine | Logans Gap Wind LLC | TX | 31.8225 | -98.6906 | ERCO | 200.1 | 0.85 | 200.1 | 200.1 | 0.1 | 2045 | WT | WND | Pattern Operators LP | 59442¦1 | 5 | 2015 | tx¦comanche | 39 | 2078 | 48093 | 7 | 7 | 30 | 9.104 | WT¦WND
59475 | GE1.7 | Onshore Wind Turbine | Palo Duro Wind | TX | 36.2439 | -101.0014 | SWPP | 249.9 | 0.85 | 249.9 | 249.9 | 30.8795 | 2044 | WT | WND | Palo Duro Wind | 59475¦GE1.7 | 5 | 2014 | tx¦ochiltree | 39 | 2210 | 48357 | 7 | 7 | 30 | 9.104 | WT¦WND
59621 | JRWND | Onshore Wind Turbine | TX Jumbo Road Wind | TX | 34.72 | -102.2533 | ERCO | 299.7 | 0.85 | 299.7 | 299.7 | 1 | 2045 | WT | WND | TX Jumbo Road Wind, LLC | 59621¦JRWND | 5 | 2015 | tx¦deaf smith | 39 | 2090 | 48117 | 7 | 7 | 30 | 9.104 | WT¦WND
59654 | 1 | Onshore Wind Turbine | Sendero | TX | 27.18 | -98.9167 | ERCO | 78 | 0.85 | 78 | 78 | 0.8 | 2045 | WT | WND | Sendero Wind Energy, LLC | 59654¦1 | 5 | 2015 | tx¦jim hogg | 39 | 2155 | 48247 | 7 | 7 | 30 | 9.104 | WT¦WND
59712 | SRWI | Onshore Wind Turbine | San Roman Wind I, LLC | TX | 26.126 | -97.3776 | ERCO | 95.3 | 0.85 | 95.3 | 95.3 | 11.776 | 2047 | WT | WND | Acciona Wind Energy USA LLC | 59712¦SRWI | 5 | 2017 | tx¦cameron | 39 | 2062 | 48061 | 7 | 7 | 30 | 9.104 | WT¦WND
59732 | GPI | Onshore Wind Turbine | Green Pastures Wind I | TX | 33.6282 | -99.4112 | ERCO | 150 | 0.85 | 150 | 150 | 1 | 2045 | WT | WND |  | 59732¦GPI | 5 | 2015 | tx¦baylor | 39 | 2043 | 48023 | 7 | 7 | 30 | 9.104 | WT¦WND
59733 | GPII | Onshore Wind Turbine | Green Pastures Wind II | TX | 33.646 | -99.5329 | ERCO | 150 | 0.85 | 150 | 150 | 1 | 2045 | WT | WND |  | 59733¦GPII | 5 | 2015 | tx¦knox | 39 | 2169 | 48275 | 7 | 7 | 30 | 9.104 | WT¦WND
59734 | BFW | Onshore Wind Turbine | Briscoe Wind Farm | TX | 34.4323 | -101.2372 | ERCO | 150 | 0.85 | 150 | 150 | 1 | 2045 | WT | WND | Capital Dynamics | 59734¦BFW | 5 | 2015 | tx¦briscoe | 39 | 2054 | 48045 | 7 | 7 | 30 | 9.104 | WT¦WND
59943 | 1 | Onshore Wind Turbine | Rattlesnake Den | TX | 31.7432 | -101.4934 | ERCO | 207.2 | 0.85 | 207.2 | 207.2 | 25.6031 | 2045 | WT | WND | SunEdison LLC | 59943¦1 | 5 | 2015 | tx¦glasscock | 39 | 2118 | 48173 | 7 | 7 | 30 | 9.104 | WT¦WND
59972 | BRKAT | Onshore Wind Turbine | Bearkat | TX | 31.7272 | -101.582 | ERCO | 196.7 | 0.85 | 196.7 | 196.7 | 24.3057 | 2048 | WT | WND |  | 59972¦BRKAT | 5 | 2018 | tx¦glasscock | 39 | 2118 | 48173 | 7 | 7 | 30 | 9.104 | WT¦WND
60059 | 1 | Onshore Wind Turbine | Los Vientos V Wind Power | TX | 26.4117 | -98.5716 | ERCO | 110 | 0.85 | 110 | 110 | 0.1 | 2045 | WT | WND | Los Vientos Windpower V, LLC | 60059¦1 | 5 | 2015 | tx¦starr | 39 | 2245 | 48427 | 7 | 7 | 30 | 9.104 | WT¦WND
60087 | SPII | Onshore Wind Turbine | South Plains II | TX | 34.197 | -101.3815 | ERCO | 300 | 0.85 | 300 | 300 | 37.0702 | 2046 | WT | WND | Novatus Energy | 60087¦SPII | 5 | 2016 | tx¦floyd | 39 | 2108 | 48153 | 7 | 7 | 30 | 9.104 | WT¦WND
60104 | GEWTG | Onshore Wind Turbine | Javelina Wind Energy, LLC | TX | 27.32 | -99 | ERCO | 249.7 | 0.85 | 249.7 | 249.7 | 30.8548 | 2045 | WT | WND | Javelina Wind Energy, LLC | 60104¦GEWTG | 5 | 2015 | tx¦webb | 39 | 2271 | 48479 | 7 | 7 | 30 | 9.104 | WT¦WND
60210 | CPWF | Onshore Wind Turbine | Cotton Plains Wind Farm | TX | 34.0603 | -101.1876 | ERCO | 50.4 | 0.85 | 50.4 | 50.4 | 6.2278 | 2047 | WT | WND | Cotton Plains Wind I, LLC | 60210¦CPWF | 5 | 2017 | tx¦floyd | 39 | 2108 | 48153 | 7 | 7 | 30 | 9.104 | WT¦WND
60217 | RKSP | Onshore Wind Turbine | Rocksprings | TX | 29.7275 | -100.7943 | ERCO | 149.3 | 0.85 | 149.3 | 149.3 | 18.4486 | 2047 | WT | WND | Rocksprings Val Verde Wind, LLC | 60217¦RKSP | 5 | 2017 | tx¦val verde | 39 | 2264 | 48465 | 7 | 7 | 30 | 9.104 | WT¦WND
60270 | WT1 | Onshore Wind Turbine | Blue Cloud Renewable Energy Project, LLC | TX | 34.0382 | -102.6652 | ERCO | 148.4 | 0.85 | 148.4 | 148.4 | 18.3374 | 2048 | WT | WND |  | 60270¦WT1 | 5 | 2018 | tx¦bailey | 39 | 2040 | 48017 | 7 | 7 | 30 | 9.104 | WT¦WND
60338 | EWF | Onshore Wind Turbine | Electra Wind Farm | TX | 34.1029 | -99.1187 | ERCO | 230 | 0.85 | 230 | 230 | 1 | 2046 | WT | WND | Electra Wind, LLC | 60338¦EWF | 5 | 2016 | tx¦wilbarger | 39 | 2275 | 48487 | 7 | 7 | 30 | 9.104 | WT¦WND
60339 | HCWF | Onshore Wind Turbine | Horse Creek Wind Farm | TX | 33.35 | -99.54 | ERCO | 230 | 0.85 | 230 | 230 | 1 | 2046 | WT | WND | Horse Creek Wind, LLC | 60339¦HCWF | 5 | 2016 | tx¦haskell | 39 | 2135 | 48207 | 7 | 7 | 30 | 9.104 | WT¦WND
60366 | OSWF | Onshore Wind Turbine | Old Settler Wind | TX | 34.0603 | -101.1876 | ERCO | 151.2 | 0.85 | 151.2 | 151.2 | 18.6834 | 2047 | WT | WND | Old Settler Wind, LLC | 60366¦OSWF | 5 | 2017 | tx¦floyd | 39 | 2108 | 48153 | 7 | 7 | 30 | 9.104 | WT¦WND
60414 | GEN1 | Onshore Wind Turbine | Bethel Wind Farm LLC | TX | 34.5753 | -102.4747 | SWPP | 276 | 0.85 | 276 | 276 | 2.3 | 2047 | WT | WND | Southern Power Co | 60414¦GEN1 | 5 | 2017 | tx¦castro | 39 | 2066 | 48069 | 7 | 7 | 30 | 9.104 | WT¦WND
60502 | GEN1 | Onshore Wind Turbine | Tyler Bluff Wind Project, LLC | TX | 33.7039 | -97.372 | ERCO | 125.6 | 0.85 | 125.6 | 125.6 | 2.3 | 2046 | WT | WND | Southern Power Co | 60502¦GEN1 | 5 | 2016 | tx¦cooke | 39 | 2080 | 48097 | 7 | 7 | 30 | 9.104 | WT¦WND
60645 | WJ21 | Onshore Wind Turbine | Javelina Wind Energy II, LLC | TX | 27.44 | -98.91 | ERCO | 200 | 0.85 | 200 | 200 | 0.1 | 2046 | WT | WND | Javelina Wind Energy II, LLC | 60645¦WJ21 | 5 | 2016 | tx¦webb | 39 | 2271 | 48479 | 7 | 7 | 30 | 9.104 | WT¦WND
60657 | GEN1 | Onshore Wind Turbine | Salt Fork Wind Project, LLC | TX | 35.1817 | -100.9344 | ERCO | 174 | 0.85 | 174 | 174 | 2 | 2046 | WT | WND | Southern Power Co | 60657¦GEN1 | 5 | 2016 | tx¦donley | 39 | 2096 | 48129 | 7 | 7 | 30 | 9.104 | WT¦WND
60743 | WT1 | Onshore Wind Turbine | Rattlesnake Power, LLC | TX | 31.3603 | -99.5514 | ERCO | 160 | 0.85 | 160 | 160 | 19.7708 | 2048 | WT | WND |  | 60743¦WT1 | 5 | 2018 | tx¦mcculloch | 39 | 2191 | 48307 | 7 | 7 | 30 | 9.104 | WT¦WND
60856 | ASTRA | Onshore Wind Turbine | Astra Wind Farm | TX | 34.7695 | -102.0524 | ERCO | 163 | 0.85 | 163 | 163 | 1.4 | 2047 | WT | WND |  | 60856¦ASTRA | 5 | 2017 | tx¦randall | 39 | 2222 | 48381 | 7 | 7 | 30 | 9.104 | WT¦WND
60901 | WSPWF | Onshore Wind Turbine | Willow Springs Wind Farm | TX | 33.3454 | -99.6243 | ERCO | 250 | 0.85 | 250 | 250 | 30.8918 | 2047 | WT | WND |  | 60901¦WSPWF | 5 | 2017 | tx¦haskell | 39 | 2135 | 48207 | 7 | 7 | 30 | 9.104 | WT¦WND
60902 | DERM | Onshore Wind Turbine | Dermott Wind | TX | 32.8638 | -100.9751 | ERCO | 253 | 0.85 | 253 | 253 | 31.2625 | 2047 | WT | WND |  | 60902¦DERM | 5 | 2017 | tx¦scurry | 39 | 2239 | 48415 | 7 | 7 | 30 | 9.104 | WT¦WND
60983 | BWIND | Onshore Wind Turbine | Buckthorn Wind Project | TX | 32.3713 | -98.3774 | ERCO | 100.5 | 0.85 | 100.5 | 100.5 | 3.8 | 2047 | WT | WND |  | 60983¦BWIND | 5 | 2017 | tx¦erath | 39 | 2103 | 48143 | 7 | 7 | 30 | 9.104 | WT¦WND
60987 | GEN1 | Onshore Wind Turbine | Santa Rita Wind Energy | TX | 31.1814 | -101.3188 | ERCO | 300 | 0.85 | 300 | 300 | 37.0702 | 2048 | WT | WND | BHE Renewables, LLC | 60987¦GEN1 | 5 | 2018 | tx¦reagan | 39 | 2223 | 48383 | 7 | 7 | 30 | 9.104 | WT¦WND
61001 | WT1 | Onshore Wind Turbine | Cactus Flats Wind Energy Project | TX | 31.1125 | -100.0281 | ERCO | 150 | 0.85 | 150 | 150 | 3.4 | 2048 | WT | WND | Southern Power Co | 61001¦WT1 | 5 | 2018 | tx¦concho | 39 | 2079 | 48095 | 7 | 7 | 30 | 9.104 | WT¦WND
61212 | FTWI | Onshore Wind Turbine | Flat Top Wind I | TX | 31.6845 | -98.6034 | ERCO | 200 | 0.85 | 200 | 200 | 24.7135 | 2048 | WT | WND |  | 61212¦FTWI | 5 | 2018 | tx¦mills | 39 | 2198 | 48333 | 7 | 7 | 30 | 9.104 | WT¦WND
61589 | MT-1 | Onshore Wind Turbine | UL Advanced Wind Turbine Test Facility | TX | 34.966 | -101.7841 | SWPP | 0.1 | 0.85 | 0.1 | 0.1 | 0.012357 | 2046 | WT | WND |  | 61589¦MT-1 | 5 | 2016 | tx¦randall | 39 | 2222 | 48381 | 7 | 7 | 30 | 9.1039 | WT¦WND
61589 | UT-1 | Onshore Wind Turbine | UL Advanced Wind Turbine Test Facility | TX | 34.966 | -101.7841 | SWPP | 3.4 | 0.85 | 3.4 | 3.4 | 0.42013 | 2048 | WT | WND |  | 61589¦UT-1 | 5 | 2018 | tx¦randall | 39 | 2222 | 48381 | 7 | 7 | 30 | 9.1039 | WT¦WND
61674 | WT | Onshore Wind Turbine | Wildcat Ranch Wind Project | TX | 33.5296 | -102.9619 | SWPP | 150 | 0.85 | 150 | 150 | 3 | 2048 | WT | WND |  | 61674¦WT | 5 | 2018 | tx¦cochran | 39 | 2071 | 48079 | 7 | 7 | 30 | 9.104 | WT¦WND
61848 | WT1 | Onshore Wind Turbine | PYCO Industries, Inc. Wind Farm | TX | 33.5532 | -101.7924 | SWPP | 10 | 0.85 | 3 | 4.4 | 0.2 | 2038 | WT | WND |  | 61848¦WT1 | 5 | 2008 | tx¦lubbock | 39 | 2183 | 48303 | 7 | 7 | 30 | 9.1039 | WT¦WND
61921 | TAH | Onshore Wind Turbine | Tahoka Wind | TX | 33.1509 | -101.6792 | ERCO | 300 | 0.85 | 300 | 300 | 37.0702 | 2048 | WT | WND |  | 61921¦TAH | 5 | 2018 | tx¦lynn | 39 | 2184 | 48305 | 7 | 7 | 30 | 9.104 | WT¦WND
62642 | GE-P2 | Onshore Wind Turbine | GE-Lubbock | TX | 33.5915 | -102.0569 | SWPP | 2.5 | 0.85 | 3 | 3 | 0.1 | 2044 | WT | WND | GE Wind Energy LLC | 62642¦GE-P2 | 5 | 2014 | tx¦lubbock | 39 | 2183 | 48303 | 7 | 7 | 30 | 9.0109
62642 | GE-P3 | Onshore Wind Turbine | GE-Lubbock | TX | 33.5915 | -102.0569 | SWPP | 2.8 | 0.85 | 3.1 | 3.1 | 0.1 | 2045 | WT | WND | GE Wind Energy LLC | 62642¦GE-P3 | 5 | 2015 | tx¦lubbock | 39 | 2183 | 48303 | 7 | 7 | 30 | 9.0109
10072 | GEN1 | Other Gases | Engineered Carbons Borger Cogen | TX | 35.667 | -101.432 | SWPP | 20 | 1 | 18.8 | 18.8 | 5 | 2020 | ST | OG | Orion Engineered Carbons | 10072¦GEN1 | 720 | 1982 | tx¦hutchinson | 39 | 2148 | 48233 | 3 | 15 | 38 | 17.3535 | ST¦OG
10187 | GEN1 | Other Gases | Engineered Carbons Echo Cogeneration | TX | 30.1525 | -93.7206 | MISO | 10 | 0.8 | 8.9 | 8.9 | 4 | 2023 | ST | OG | Orion Engineered Carbons | 10187¦GEN1 | 720 | 1985 | tx¦orange | 39 | 2212 | 48361 | 3 | 15 | 38 | 11.9265
10418 | GEN1 | Other Gases | Ascend Performance Materials Texas Inc. | TX | 29.2558 | -95.2103 | ERCO | 6 | 0.8 | 5.2 | 5.2 | 2.3 | 2031 | ST | OG | Ascend Performance Materials | 10418¦GEN1 | 1440 | 1993 | tx¦brazoria | 39 | 2051 | 48039 | 3 | 15 | 38 | 11.7504 | ST¦OG
10418 | GEN4 | Other Gases | Ascend Performance Materials Texas Inc. | TX | 29.2558 | -95.2103 | ERCO | 46.1 | 0.8 | 42.5 | 42.5 | 8 | 2038 | ST | OG | Ascend Performance Materials | 10418¦GEN4 | 1440 | 2000 | tx¦brazoria | 39 | 2051 | 48039 | 3 | 15 | 38 | 11.7517 | ST¦OG
50067 | GEN1 | Other Gases | Borger Plant | TX | 35.6647 | -101.4354 | SWPP | 37.5 | 0.8 | 27.5 | 27.5 | 2.5 | 2023 | ST | BFG | Sid Richardson Carbon Ltd | 50067¦GEN1 | 720 | 1985 | tx¦hutchinson | 39 | 2148 | 48233 | 3 | 15 | 38 | 12.419 | ST¦BFG
50304 | GEN5 | Other Gases | Shell Deer Park | TX | 29.7232 | -95.1289 | ERCO | 75 | 0.8 | 70 | 75 | 40 | 2033 | GT | OG | Shell Oil Co-Deer Park | 50304¦GEN5 | 720 | 1995 | tx¦harris | 39 | 2132 | 48201 | 3 | 15 | 38 | 14.5342 | GT¦OG
50304 | GEN4 | Other Gases | Shell Deer Park | TX | 29.7232 | -95.1289 | ERCO | 75 | 0.8 | 70 | 75 | 40 | 2033 | GT | OG | Shell Oil Co-Deer Park | 50304¦GEN4 | 720 | 1995 | tx¦harris | 39 | 2132 | 48201 | 3 | 15 | 38 | 14.5342 | GT¦OG
50625 | ETG | Other Gases | ExxonMobil Beaumont Refinery | TX | 30.0636 | -94.0753 | MISO | 7.5 | 0.93 | 5 | 5 | 2 | 2036 | OT | OG | ExxonMobil Oil Corp | 50625¦ETG | 720 | 1978 | tx¦jefferson | 39 | 2154 | 48245 | 3 | 15 | 38 | 12.0593 | OT¦OG
55309 | GEN3 | Other Gases | Air Products Port Arthur | TX | 29.8665 | -93.9651 | MISO | 20.5 | 0.9 | 20.5 | 20.5 | 18 | 2044 | ST | OG | Air Products LLC | 55309¦GEN3 | 1440 | 2006 | tx¦jefferson | 39 | 2154 | 48245 | 3 | 15 | 38 | 15.2174 | ST¦OG
55313 | STG | Other Gases | Ingleside Cogeneration | TX | 27.8828 | -97.2428 | ERCO | 176.8 | 0.85 | 150 | 150 | 47.6088 | 2037 | CA | OG | Ingleside Cogeneration LP | 55313¦STG | 1440 | 1999 | tx¦san patricio | 39 | 2236 | 48409 | 3 | 15 | 38 | 12.1 | CA¦OG
54338 | GENC | Other Waste Biomass | Rio Grande Valley Sugar Growers | TX | 26.2697 | -97.867 | ERCO | 2.5 | 0.8 | 2.5 | 2.5 | 0.5 | 2033 | ST | AB | Rio Grande Valley Sugar Growers, Inc. | 54338¦GENC | 720 | 1995 | tx¦hidalgo | 39 | 2139 | 48215 | 3 | 13 | 38 | 12.5749 | ST¦AB
54338 | GENB | Other Waste Biomass | Rio Grande Valley Sugar Growers | TX | 26.2697 | -97.867 | ERCO | 2.5 | 0.8 | 2.5 | 2.5 | 0.5 | 2031 | ST | AB | Rio Grande Valley Sugar Growers, Inc. | 54338¦GENB | 720 | 1973 | tx¦hidalgo | 39 | 2139 | 48215 | 3 | 13 | 38 | 12.4516 | ST¦AB
54338 | GENA | Other Waste Biomass | Rio Grande Valley Sugar Growers | TX | 26.2697 | -97.867 | ERCO | 2.5 | 0.8 | 2.5 | 2.5 | 0.5 | 2031 | ST | AB | Rio Grande Valley Sugar Growers, Inc. | 54338¦GENA | 720 | 1973 | tx¦hidalgo | 39 | 2139 | 48215 | 3 | 13 | 38 | 12.4516 | ST¦AB
54338 | GEND | Other Waste Biomass | Rio Grande Valley Sugar Growers | TX | 26.2697 | -97.867 | ERCO | 16 | 0.8 | 10 | 10 | 4 | 2047 | ST | AB | Rio Grande Valley Sugar Growers, Inc. | 54338¦GEND | 1440 | 2009 | tx¦hidalgo | 39 | 2139 | 48215 | 3 | 13 | 38 | 12.6148 | ST¦AB
54520 | TG2 | Other Waste Biomass | Village Creek Water Reclamation Facility | TX | 32.7751 | -97.1421 | ERCO | 5.3 | 0.8 | 4.2 | 5.3 | 0.1 | 2039 | GT | OBG | Ft Worth City of | 54520¦TG2 | 720 | 2001 | tx¦tarrant | 39 | 2251 | 48439 | 3 | 13 | 38 | 12.4769 | GT¦OBG
54520 | TG1 | Other Waste Biomass | Village Creek Water Reclamation Facility | TX | 32.7751 | -97.1421 | ERCO | 5.3 | 0.8 | 4.2 | 5.3 | 0.1 | 2039 | GT | OBG | Ft Worth City of | 54520¦TG1 | 720 | 2001 | tx¦tarrant | 39 | 2251 | 48439 | 3 | 13 | 38 | 12.4769 | GT¦OBG
10167 | GEN1 | Petroleum Coke | Seadrift Coke LP | TX | 28.5139 | -96.7942 | ERCO | 7.6 | 1 | 7.6 | 7.6 | 1 | 2021 | ST | PC | Seadrift Coke L P | 10167¦GEN1 | 1440 | 1983 | tx¦calhoun | 39 | 2060 | 48057 | 3 | 15 | 38 | 12.4931 | ST¦PC
50121 | TG2 | Petroleum Coke | Valero Refinery Corpus Christi West | TX | 27.8175 | -97.4814 | ERCO | 28.6 | 0.8 | 26.6 | 26.9 | 5 | 2021 | ST | PC | Valero Refining Co | 50121¦TG2 | 720 | 1983 | tx¦nueces | 39 | 2209 | 48355 | 3 | 15 | 38 | 14.4197 | ST¦PC
50121 | TG1 | Petroleum Coke | Valero Refinery Corpus Christi West | TX | 27.8175 | -97.4814 | ERCO | 28.6 | 0.8 | 26.6 | 26.9 | 5 | 2021 | ST | PC | Valero Refining Co | 50121¦TG1 | 720 | 1983 | tx¦nueces | 39 | 2209 | 48355 | 3 | 15 | 38 | 14.4197 | ST¦PC
58069 | 55M1 | Petroleum Coke | PRSI FCC Generator | TX | 29.7233 | -95.2103 | ERCO | 4.7 | 0.9 | 3 | 3 | 1.2619 | 2037 | ST | PC | Pasadena Refining System Inc | 58069¦55M1 | 1440 | 1979 | tx¦harris | 39 | 2132 | 48201 | 3 | 15 | 38 | 12.4789 | ST¦PC
3504 | D5 | Petroleum Liquids | Stryker Creek | TX | 31.9398 | -94.9898 | ERCO | 2 | 0.8 | 2 | 2 | 2 | 2024 | IC | DFO | Luminant Generation Company LLC | 3504¦D5 | 10 | 1966 | tx¦cherokee | 39 | 2068 | 48073 | 3 | 15 | 38 | 11.6311 | IC¦DFO
3504 | D4 | Petroleum Liquids | Stryker Creek | TX | 31.9398 | -94.9898 | ERCO | 2 | 0.8 | 2 | 2 | 2 | 2024 | IC | DFO | Luminant Generation Company LLC | 3504¦D4 | 10 | 1966 | tx¦cherokee | 39 | 2068 | 48073 | 3 | 15 | 38 | 11.6311 | IC¦DFO
3504 | D3 | Petroleum Liquids | Stryker Creek | TX | 31.9398 | -94.9898 | ERCO | 2 | 0.8 | 2 | 2 | 2 | 2024 | IC | DFO | Luminant Generation Company LLC | 3504¦D3 | 10 | 1966 | tx¦cherokee | 39 | 2068 | 48073 | 3 | 15 | 38 | 11.6311 | IC¦DFO
3504 | D2 | Petroleum Liquids | Stryker Creek | TX | 31.9398 | -94.9898 | ERCO | 2 | 0.8 | 2 | 2 | 2 | 2024 | IC | DFO | Luminant Generation Company LLC | 3504¦D2 | 10 | 1966 | tx¦cherokee | 39 | 2068 | 48073 | 3 | 15 | 38 | 11.6311 | IC¦DFO
3504 | D1 | Petroleum Liquids | Stryker Creek | TX | 31.9398 | -94.9898 | ERCO | 2 | 0.8 | 2 | 2 | 2 | 2024 | IC | DFO | Luminant Generation Company LLC | 3504¦D1 | 10 | 1966 | tx¦cherokee | 39 | 2068 | 48073 | 3 | 15 | 38 | 11.6311 | IC¦DFO
3507 | D2 | Petroleum Liquids | Trinidad (TX) | TX | 32.1245 | -96.1013 | ERCO | 2 | 0.8 | 2 | 2 | 2 | 2024 | IC | DFO | Luminant Generation Company LLC | 3507¦D2 | 10 | 1966 | tx¦henderson | 39 | 2138 | 48213 | 3 | 15 | 38 | 18.6667 | IC¦DFO
3507 | D1 | Petroleum Liquids | Trinidad (TX) | TX | 32.1245 | -96.1013 | ERCO | 2 | 0.8 | 2 | 2 | 2 | 2024 | IC | DFO | Luminant Generation Company LLC | 3507¦D1 | 10 | 1966 | tx¦henderson | 39 | 2138 | 48213 | 3 | 15 | 38 | 18.6667 | IC¦DFO
3559 | DG-7b | Petroleum Liquids | Silas Ray | TX | 25.9131 | -97.5214 | ERCO | 1.3 | 0.8 | 1 | 1 | 1 | 2039 | IC | DFO | Brownsville Public Utilities Board | 3559¦DG-7b | 10 | 2001 | tx¦cameron | 39 | 2062 | 48061 | 3 | 15 | 38 | 12.6119 | IC¦DFO
3559 | DG-7a | Petroleum Liquids | Silas Ray | TX | 25.9131 | -97.5214 | ERCO | 1.3 | 0.8 | 1 | 1 | 1 | 2039 | IC | DFO | Brownsville Public Utilities Board | 3559¦DG-7a | 10 | 2001 | tx¦cameron | 39 | 2062 | 48061 | 3 | 15 | 38 | 12.6119 | IC¦DFO
3559 | DG-6b | Petroleum Liquids | Silas Ray | TX | 25.9131 | -97.5214 | ERCO | 1.3 | 0.8 | 1 | 1 | 1 | 2039 | IC | DFO | Brownsville Public Utilities Board | 3559¦DG-6b | 10 | 2001 | tx¦cameron | 39 | 2062 | 48061 | 3 | 15 | 38 | 12.6119 | IC¦DFO
3559 | DG-6a | Petroleum Liquids | Silas Ray | TX | 25.9131 | -97.5214 | ERCO | 1.3 | 0.8 | 1 | 1 | 1 | 2039 | IC | DFO | Brownsville Public Utilities Board | 3559¦DG-6a | 10 | 2001 | tx¦cameron | 39 | 2062 | 48061 | 3 | 15 | 38 | 12.6119 | IC¦DFO
3559 | DG-4 | Petroleum Liquids | Silas Ray | TX | 25.9131 | -97.5214 | ERCO | 1.3 | 0.8 | 1 | 1 | 1 | 2039 | IC | DFO | Brownsville Public Utilities Board | 3559¦DG-4 | 10 | 2001 | tx¦cameron | 39 | 2062 | 48061 | 3 | 15 | 38 | 12.6119 | IC¦DFO
3559 | DG-3b | Petroleum Liquids | Silas Ray | TX | 25.9131 | -97.5214 | ERCO | 1.3 | 0.8 | 1 | 1 | 1 | 2039 | IC | DFO | Brownsville Public Utilities Board | 3559¦DG-3b | 10 | 2001 | tx¦cameron | 39 | 2062 | 48061 | 3 | 15 | 38 | 12.6119 | IC¦DFO
3559 | DG-3a | Petroleum Liquids | Silas Ray | TX | 25.9131 | -97.5214 | ERCO | 1.3 | 0.8 | 1 | 1 | 1 | 2039 | IC | DFO | Brownsville Public Utilities Board | 3559¦DG-3a | 10 | 2001 | tx¦cameron | 39 | 2062 | 48061 | 3 | 15 | 38 | 12.6119 | IC¦DFO
3559 | DG-2 | Petroleum Liquids | Silas Ray | TX | 25.9131 | -97.5214 | ERCO | 1.3 | 0.8 | 1 | 1 | 1 | 2039 | IC | DFO | Brownsville Public Utilities Board | 3559¦DG-2 | 10 | 2001 | tx¦cameron | 39 | 2062 | 48061 | 3 | 15 | 38 | 12.6119 | IC¦DFO
3631 | 5 | Petroleum Liquids | Sam Rayburn | TX | 28.8947 | -97.135 | ERCO | 1.6 | 0.8 | 1.6 | 1.6 | 1 | 2029 | IC | DFO | South Texas Electric Coop, Inc | 3631¦5 | 10 | 1991 | tx¦victoria | 39 | 2266 | 48469 | 3 | 15 | 38 | 10.1625 | IC¦DFO
3631 | 4 | Petroleum Liquids | Sam Rayburn | TX | 28.8947 | -97.135 | ERCO | 1.6 | 0.8 | 1.6 | 1.6 | 1 | 2029 | IC | DFO | South Texas Electric Coop, Inc | 3631¦4 | 10 | 1991 | tx¦victoria | 39 | 2266 | 48469 | 3 | 15 | 38 | 10.1625 | IC¦DFO
50241 | 9541 | Petroleum Liquids | Providence Memorial Hospital | TX | 31.7697 | -106.5014 | EPE | 2.1 | 0.8 | 2.1 | 2.1 | 0.5 | 2025 | IC | DFO | Tenet Hospital Ltd | 50241¦9541 | 60 | 1987 | tx¦el paso | 39 | 2101 | 48141 | 3 | 15 | 38 | 12.5312 | IC¦DFO
54338 | GENE | Petroleum Liquids | Rio Grande Valley Sugar Growers | TX | 26.2697 | -97.867 | ERCO | 1.4 | 0.8 | 1.4 | 1.4 | 0.60652 | 2049 | IC | DFO | Rio Grande Valley Sugar Growers, Inc. | 54338¦GENE | 60 | 2011 | tx¦hidalgo | 39 | 2139 | 48215 | 3 | 15 | 38 | 12.6677 | IC¦DFO
54364 | L1PG | Petroleum Liquids | PPG Industries Works 4 | TX | 34.0035 | -98.5535 | ERCO | 0.9 | 0.8 | 0.9 | 0.9 | 0.1 | 2018 | IC | DFO |  | 54364¦L1PG | 10 | 1980 | tx¦wichita | 39 | 2274 | 48485 | 3 | 15 | 38 | 8.4741 | IC¦DFO
54364 | L2G | Petroleum Liquids | PPG Industries Works 4 | TX | 34.0035 | -98.5535 | ERCO | 2 | 0.8 | 2 | 2 | 0.1 | 2032 | IC | DFO |  | 54364¦L2G | 10 | 1974 | tx¦wichita | 39 | 2274 | 48485 | 3 | 15 | 38 | 8.4741 | IC¦DFO
54364 | L1G | Petroleum Liquids | PPG Industries Works 4 | TX | 34.0035 | -98.5535 | ERCO | 2 | 0.8 | 2 | 2 | 0.1 | 2033 | IC | DFO |  | 54364¦L1G | 10 | 1975 | tx¦wichita | 39 | 2274 | 48485 | 3 | 15 | 38 | 8.4741 | IC¦DFO
55390 | 4B | Petroleum Liquids | State Farm Insur Support Center Central | TX | 32.9192 | -96.9894 | ERCO | 1.8 | 1 | 1.8 | 1.8 | 0.2 | 2036 | IC | DFO | State Farm Mutual Auto Ins Co | 55390¦4B | 10 | 1998 | tx¦dallas | 39 | 2088 | 48113 | 3 | 15 | 38 | 16.3551 | IC¦DFO
55390 | 4A | Petroleum Liquids | State Farm Insur Support Center Central | TX | 32.9192 | -96.9894 | ERCO | 1.8 | 1 | 1.8 | 1.8 | 0.2 | 2036 | IC | DFO | State Farm Mutual Auto Ins Co | 55390¦4A | 10 | 1998 | tx¦dallas | 39 | 2088 | 48113 | 3 | 15 | 38 | 16.3551 | IC¦DFO
55390 | 3B | Petroleum Liquids | State Farm Insur Support Center Central | TX | 32.9192 | -96.9894 | ERCO | 1.8 | 1 | 1.8 | 1.8 | 0.2 | 2036 | IC | DFO | State Farm Mutual Auto Ins Co | 55390¦3B | 10 | 1998 | tx¦dallas | 39 | 2088 | 48113 | 3 | 15 | 38 | 16.3551 | IC¦DFO
55390 | 3A | Petroleum Liquids | State Farm Insur Support Center Central | TX | 32.9192 | -96.9894 | ERCO | 1.8 | 1 | 1.8 | 1.8 | 0.2 | 2036 | IC | DFO | State Farm Mutual Auto Ins Co | 55390¦3A | 10 | 1998 | tx¦dallas | 39 | 2088 | 48113 | 3 | 15 | 38 | 16.3551 | IC¦DFO
55390 | 2B | Petroleum Liquids | State Farm Insur Support Center Central | TX | 32.9192 | -96.9894 | ERCO | 1.8 | 1 | 1.8 | 1.8 | 0.2 | 2036 | IC | DFO | State Farm Mutual Auto Ins Co | 55390¦2B | 10 | 1998 | tx¦dallas | 39 | 2088 | 48113 | 3 | 15 | 38 | 16.3551 | IC¦DFO
55390 | 2A | Petroleum Liquids | State Farm Insur Support Center Central | TX | 32.9192 | -96.9894 | ERCO | 1.8 | 1 | 1.8 | 1.8 | 0.2 | 2036 | IC | DFO | State Farm Mutual Auto Ins Co | 55390¦2A | 10 | 1998 | tx¦dallas | 39 | 2088 | 48113 | 3 | 15 | 38 | 16.3551 | IC¦DFO | pet liquids
56374 | DG1 | Petroleum Liquids | Robert Mueller Energy Center | TX | 30.305 | -97.7077 | ERCO | 1.5 | 0.8 | 1.5 | 1.5 | 1.5 | 2044 | IC | DFO | Austin Energy | 56374¦DG1 | 10 | 2006 | tx¦travis | 39 | 2258 | 48453 | 3 | 15 | 38 | 13.3684 | IC¦DFO | 48.3
57197 | 1 | Solar Photovoltaic | Blue Wing Solar Energy Generation | TX | 29.3042 | -98.4003 | ERCO | 13.9 | 0.85 | 13.5 | 13.5 | 0 | 2040 | PV | SUN | TX Solar I LLC | 57197¦1 | 5 | 2010 | tx¦bexar | 39 | 2046 | 48029 | 8 | 10 | 30 | 9.104 | PV¦SUN | solar pv
57699 | AES1 | Solar Photovoltaic | Webberville Solar Project | TX | 30.2385 | -97.5088 | ERCO | 30 | 0.85 | 30 | 30 | 0 | 2041 | PV | SUN | FRV AE Solar LLC | 57699¦AES1 | 5 | 2011 | tx¦travis | 39 | 2258 | 48453 | 8 | 10 | 30 | 9.104 | PV¦SUN | 1943.1
58009 | 2 | Solar Photovoltaic | SunE CPS3 LLC | TX | 29.2219 | -98.6692 | ERCO | 5 | 0.85 | 5 | 5 | 0 | 2042 | PV | SUN | SunE CPS3 LLC | 58009¦2 | 5 | 2012 | tx¦bexar | 39 | 2046 | 48029 | 8 | 10 | 30 | 9.104 | PV¦SUN | wood/waste biomass
58009 | 1 | Solar Photovoltaic | SunE CPS3 LLC | TX | 29.2219 | -98.6692 | ERCO | 5.6 | 0.85 | 5.6 | 5.6 | 0 | 2042 | PV | SUN | SunE CPS3 LLC | 58009¦1 | 5 | 2012 | tx¦bexar | 39 | 2046 | 48029 | 8 | 10 | 30 | 9.104 | PV¦SUN | 339.6
58013 | PV | Solar Photovoltaic | IKEA Round Rock 027 | TX | 30.557 | -97.6903 | ERCO | 1.4 | 0.85 | 1.3 | 1.3 | 0 | 2042 | PV | SUN | IKEA Property Inc | 58013¦PV | 5 | 2012 | tx¦williamson | 39 | 2277 | 48491 | 8 | 10 | 30 | 9.103 | PV¦SUN
58027 | 1 | Solar Photovoltaic | SunE CPS2 LLC | TX | 29.245 | -98.4183 | ERCO | 10 | 0.85 | 9.9 | 9.9 | 0 | 2042 | PV | SUN | SunE CPS2 LLC | 58027¦1 | 5 | 2012 | tx¦bexar | 39 | 2046 | 48029 | 8 | 10 | 30 | 9.1039 | PV¦SUN
58068 | 1 | Solar Photovoltaic | SunE CPS1 LLC | TX | 29.245 | -98.4183 | ERCO | 10 | 0.85 | 9.9 | 9.9 | 0 | 2042 | PV | SUN | SunE CPS1 LLC | 58068¦1 | 5 | 2012 | tx¦bexar | 39 | 2046 | 48029 | 8 | 10 | 30 | 9.104 | PV¦SUN
58488 | 1 | Solar Photovoltaic | Bryan Solar, LLC | TX | 29.6 | -104.3 | ERCO | 10 | 0.85 | 10 | 10 | 0 | 2043 | PV | SUN | NVT LICENSES, LLC | 58488¦1 | 5 | 2013 | tx¦presidio | 39 | 2220 | 48377 | 8 | 10 | 30 | 9.1039 | PV¦SUN
58537 | 1 | Solar Photovoltaic | OCI Alamo Solar I | TX | 29.2717 | -98.4447 | ERCO | 40.7 | 0.85 | 40.7 | 40.7 | 0 | 2043 | PV | SUN | OCI Solar Power | 58537¦1 | 5 | 2013 | tx¦bexar | 39 | 2046 | 48029 | 8 | 10 | 30 | 9.104 | PV¦SUN
58710 | BRLA | Solar Photovoltaic | Barilla Solar | TX | 30.96 | -103.35 | ERCO | 30.2 | 0.85 | 30.2 | 30.2 | 0 | 2045 | PV | SUN | First Solar Asset Management | 58710¦BRLA | 5 | 2015 | tx¦pecos | 39 | 2217 | 48371 | 8 | 10 | 30 | 9.104 | PV¦SUN
58716 | 1 | Solar Photovoltaic | OCI Alamo 2, LLC | TX | 29.4694 | -98.3319 | ERCO | 4.4 | 0.85 | 4.4 | 4.4 | 0 | 2044 | PV | SUN | OCI Solar Power | 58716¦1 | 5 | 2014 | tx¦bexar | 39 | 2046 | 48029 | 8 | 10 | 30 | 9.1039 | PV¦SUN
58717 | 1 | Solar Photovoltaic | OCI Alamo 4, LLC | TX | 29.3289 | -100.3839 | ERCO | 39.6 | 0.85 | 39.6 | 39.6 | 0 | 2044 | PV | SUN | Consolidated Edison Development Inc. | 58717¦1 | 5 | 2014 | tx¦kinney | 39 | 2167 | 48271 | 8 | 10 | 30 | 9.104 | PV¦SUN
59204 | OCIA3 | Solar Photovoltaic | OCI Alamo 3 LLC | TX | 29.4792 | -98.2972 | ERCO | 5.5 | 0.85 | 5.5 | 5.5 | 0 | 2045 | PV | SUN | Consolidated Edison Development Inc. | 59204¦OCIA3 | 5 | 2015 | tx¦bexar | 39 | 2046 | 48029 | 8 | 10 | 30 | 9.104 | PV¦SUN
59205 | OCIA5 | Solar Photovoltaic | OCI Alamo 5 LLC | TX | 29.2167 | -99.7161 | ERCO | 100 | 0.85 | 100 | 100 | 0 | 2045 | PV | SUN | Consolidated Edison Development Inc. | 59205¦OCIA5 | 5 | 2015 | tx¦uvalde | 39 | 2263 | 48463 | 8 | 10 | 30 | 9.104 | PV¦SUN
59206 | OCIA6 | Solar Photovoltaic | Alamo 6 | TX | 30.9931 | -102.2708 | ERCO | 105 | 0.85 | 116 | 116 | 0 | 2047 | PV | SUN | BHE Renewables, LLC | 59206¦OCIA6 | 5 | 2017 | tx¦pecos | 39 | 2217 | 48371 | 8 | 10 | 30 | 9.104 | PV¦SUN
59207 | OCIA7 | Solar Photovoltaic | OCI Alamo 7 LLC | TX | 33.04 | -99.5525 | ERCO | 100 | 0.85 | 100 | 100 | 0 | 2046 | PV | SUN | Consolidated Edison Development Inc. | 59207¦OCIA7 | 5 | 2016 | tx¦haskell | 39 | 2135 | 48207 | 8 | 10 | 30 | 9.104 | PV¦SUN
59407 | NEW1 | Solar Photovoltaic | Newman Solar | TX | 31.9783 | -106.4275 | EPE | 10.5 | 0.85 | 10.3 | 10.3 | 0 | 2044 | PV | SUN | Newman Solar LLC | 59407¦NEW1 | 5 | 2014 | tx¦el paso | 39 | 2101 | 48141 | 8 | 10 | 30 | 9.104 | PV¦SUN
59994 | ROSEK | Solar Photovoltaic | RE Roserock | TX | 30.9602 | -103.3067 | ERCO | 160 | 0.85 | 157.5 | 157.5 | 0 | 2046 | PV | SUN | Southern Power Co | 59994¦ROSEK | 5 | 2016 | tx¦pecos | 39 | 2217 | 48371 | 8 | 10 | 30 | 9.104 | PV¦SUN
60044 | BKTH1 | Solar Photovoltaic | Buckthorn Solar 1 | TX | 30.5755 | -102.5513 | ERCO | 202 | 0.85 | 202 | 202 | 0 | 2048 | PV | SUN | Buckthorn Westex, LLC | 60044¦BKTH1 | 5 | 2018 | tx¦pecos | 39 | 2217 | 48371 | 8 | 10 | 30 | 9.104 | PV¦SUN
60123 | CGAP | Solar Photovoltaic | Castle Gap Solar | TX | 31.255 | -102.272 | ERCO | 180 | 0.85 | 180 | 180 | 0 | 2048 | PV | SUN |  | 60123¦CGAP | 5 | 2018 | tx¦upton | 39 | 2262 | 48461 | 8 | 10 | 30 | 9.104 | PV¦SUN
60300 | IMPV1 | Solar Photovoltaic | Montana Solar Facility | TX | 31.8131 | -106.2189 | EPE | 3 | 0.85 | 3 | 3 | 0 | 2047 | PV | SUN | El Paso Electric Co | 60300¦IMPV1 | 5 | 2017 | tx¦el paso | 39 | 2101 | 48141 | 8 | 10 | 30 | 9.104 | PV¦SUN
60372 | LSPV1 | Solar Photovoltaic | Lamesa Solar | TX | 32.7156 | -101.9265 | ERCO | 100 | 0.85 | 100 | 100 | 0 | 2047 | PV | SUN | Southern Power Co | 60372¦LSPV1 | 5 | 2017 | tx¦dawson | 39 | 2089 | 48115 | 8 | 10 | 30 | 9.104 | PV¦SUN
60427 | CSS1 | Solar Photovoltaic | CoServ Solar Station | TX | 33.2706 | -96.9792 | ERCO | 2 | 0.85 | 2 | 2 | 0 | 2045 | PV | SUN | CoServ Electric | 60427¦CSS1 | 5 | 2015 | tx¦denton | 39 | 2092 | 48121 | 8 | 10 | 30 | 9.1043 | PV¦SUN
60436 | 1 | Solar Photovoltaic | East Pecos Solar | TX | 31.0009 | -102.2817 | ERCO | 118.5 | 0.85 | 118.5 | 118.5 | 0 | 2047 | PV | SUN | Southern Power Co | 60436¦1 | 5 | 2017 | tx¦pecos | 39 | 2217 | 48371 | 8 | 10 | 30 | 9.104 | PV¦SUN
60472 | CPS1 | Solar Photovoltaic | CPS 1 | TX | 29.378 | -98.2692 | ERCO | 1 | 0.85 | 1 | 1 | 0 | 2046 | PV | SUN | Clean Energy Collective LLC | 60472¦CPS1 | 5 | 2016 | tx¦bexar | 39 | 2046 | 48029 | 8 | 10 | 30 | 9.1035 | PV¦SUN
60581 | UCTX | Solar Photovoltaic | Upton County Solar | TX | 31.2418 | -102.2903 | ERCO | 150 | 0.85 | 150 | 150 | 0 | 2047 | PV | SUN | Consolidated Edison Development Inc. | 60581¦UCTX | 5 | 2017 | tx¦upton | 39 | 2262 | 48461 | 8 | 10 | 30 | 9.104 | PV¦SUN
60682 | PEARL | Solar Photovoltaic | Pearl Solar | TX | 30.9878 | -102.2683 | ERCO | 50 | 0.85 | 50 | 50 | 0 | 2047 | PV | SUN | BHE Renewables, LLC | 60682¦PEARL | 5 | 2017 | tx¦pecos | 39 | 2217 | 48371 | 8 | 10 | 30 | 9.104 | PV¦SUN
60774 | GEN1 | Solar Photovoltaic | Phantom Solar | TX | 31.115 | -97.8451 | ERCO | 15.4 | 0.85 | 15.4 | 15.4 | 0 | 2047 | PV | SUN |  | 60774¦GEN1 | 5 | 2017 | tx¦bell | 39 | 2045 | 48027 | 8 | 10 | 30 | 9.1039 | PV¦SUN
60789 | UNIT1 | Solar Photovoltaic | Bluebell Solar | TX | 31.87 | -100.828 | ERCO | 30 | 0.85 | 30 | 30 | 0 | 2048 | PV | SUN |  | 60789¦UNIT1 | 5 | 2018 | tx¦sterling | 39 | 2247 | 48431 | 8 | 10 | 30 | 9.104 | PV¦SUN
60989 | PV1 | Solar Photovoltaic | SolaireHolman Solar Project | TX | 30.4551 | -103.4747 | ERCO | 50 | 0.85 | 50 | 50 | 0 | 2047 | PV | SUN |  | 60989¦PV1 | 5 | 2017 | tx¦brewster | 39 | 2053 | 48043 | 8 | 10 | 30 | 9.104 | PV¦SUN
61205 | PV1 | Solar Photovoltaic | Bandera Electric Coop PV | TX | 29.681 | -99.7622 | ERCO | 1.5 | 0.85 | 1.5 | 1.5 | 0 | 2047 | PV | SUN |  | 61205¦PV1 | 5 | 2017 | tx¦real | 39 | 2224 | 48385 | 8 | 10 | 30 | 9.1039 | PV¦SUN
61309 | PV1 | Solar Photovoltaic | IKEA Grand Prairie Rooftop PV System | TX | 32.82 | -97.05 | ERCO | 1.2 | 0.85 | 1.1 | 0.7 | 0 | 2047 | PV | SUN | IKEA Property Inc | 61309¦PV1 | 5 | 2017 | tx¦dallas | 39 | 2088 | 48113 | 8 | 10 | 30 | 9.1037 | PV¦SUN
61368 | PV1 | Solar Photovoltaic | Midway Solar - TX | TX | 30.9955 | -102.2235 | ERCO | 182 | 0.85 | 182 | 182 | 0 | 2048 | PV | SUN |  | 61368¦PV1 | 5 | 2018 | tx¦pecos | 39 | 2217 | 48371 | 8 | 10 | 30 | 9.1039 | PV¦SUN
61370 | GEN1 | Solar Photovoltaic | Walnut Springs Solar | TX | 32.0787 | -97.7685 | ERCO | 5 | 0.85 | 5 | 5 | 0 | 2046 | PV | SUN |  | 61370¦GEN1 | 5 | 2016 | tx¦bosque | 39 | 2049 | 48035 | 8 | 10 | 30 | 9.104 | PV¦SUN
61409 | GEN1 | Solar Photovoltaic | Highway 56 Solar | TX | 33.6144 | -96.6904 | ERCO | 5.3 | 0.85 | 5.3 | 5.3 | 0 | 2047 | PV | SUN |  | 61409¦GEN1 | 5 | 2017 | tx¦grayson | 39 | 2122 | 48181 | 8 | 10 | 30 | 9.1041 | PV¦SUN
61410 | GEN1 | Solar Photovoltaic | Whitesboro Solar | TX | 33.6165 | -96.8687 | ERCO | 5 | 0.85 | 5 | 5 | 0 | 2047 | PV | SUN |  | 61410¦GEN1 | 5 | 2017 | tx¦grayson | 39 | 2122 | 48181 | 8 | 10 | 30 | 9.1041 | PV¦SUN
61411 | GEN1 | Solar Photovoltaic | Whitesboro Solar II | TX | 33.6249 | -96.8675 | ERCO | 5 | 0.85 | 5 | 5 | 0 | 2047 | PV | SUN |  | 61411¦GEN1 | 5 | 2017 | tx¦grayson | 39 | 2122 | 48181 | 8 | 10 | 30 | 9.1038 | PV¦SUN
61493 | SEALY | Solar Photovoltaic | Harvest Moon Renewable Energy Company | TX | 29.7408 | -96.1599 | ERCO | 1.6 | 0.85 | 1.6 | 1.6 | 0 | 2045 | PV | SUN |  | 61493¦SEALY | 5 | 2015 | tx¦austin | 39 | 2039 | 48015 | 8 | 10 | 30 | 9.1044 | PV¦SUN
61513 | GEN1 | Solar Photovoltaic | Marlin Solar | TX | 31.2867 | -96.8772 | ERCO | 5.3 | 0.85 | 5.3 | 5.3 | 0 | 2047 | PV | SUN |  | 61513¦GEN1 | 5 | 2017 | tx¦limestone | 39 | 2178 | 48293 | 8 | 10 | 30 | 9.104 | PV¦SUN
61514 | GEN1 | Solar Photovoltaic | North Gainesville Solar | TX | 33.6561 | -97.1486 | ERCO | 5.2 | 0.85 | 5.2 | 5.2 | 0 | 2047 | PV | SUN |  | 61514¦GEN1 | 5 | 2017 | tx¦cooke | 39 | 2080 | 48097 | 8 | 10 | 30 | 9.1041 | PV¦SUN
61524 | GEN1 | Solar Photovoltaic | Whitewright Solar | TX | 33.4982 | -96.3789 | ERCO | 10 | 0.85 | 10 | 10 | 0 | 2047 | PV | SUN |  | 61524¦GEN1 | 5 | 2017 | tx¦fannin | 39 | 2105 | 48147 | 8 | 10 | 30 | 9.104 | PV¦SUN
61532 | GEN1 | Solar Photovoltaic | Leon Solar | TX | 33.1611 | -96.2397 | ERCO | 10 | 0.85 | 10 | 10 | 0 | 2047 | PV | SUN |  | 61532¦GEN1 | 5 | 2017 | tx¦hunt | 39 | 2147 | 48231 | 8 | 10 | 30 | 9.1039 | PV¦SUN
61625 | GEN1 | Solar Photovoltaic | West Moore Solar II | TX | 33.619 | -96.627 | ERCO | 5 | 0.85 | 5 | 5 | 0 | 2048 | PV | SUN |  | 61625¦GEN1 | 5 | 2018 | tx¦grayson | 39 | 2122 | 48181 | 8 | 10 | 30 | 9.1033 | PV¦SUN
61697 | IVORY | Solar Photovoltaic | Ivory Solar | TX | 32.7133 | -101.8852 | ERCO | 50 | 0.85 | 50 | 50 | 0 | 2048 | PV | SUN |  | 61697¦IVORY | 5 | 2018 | tx¦dawson | 39 | 2089 | 48115 | 8 | 10 | 30 | 9.104 | PV¦SUN
61700 | PFPKB | Solar Photovoltaic | PowerFin Kingsbery | TX | 30.2659 | -97.6849 | ERCO | 2.6 | 0.85 | 2.6 | 2.6 | 0 | 2048 | PV | SUN |  | 61700¦PFPKB | 5 | 2018 | tx¦travis | 39 | 2258 | 48453 | 8 | 10 | 30 | 9.1039 | PV¦SUN
61810 | GEN1 | Solar Photovoltaic | Chisum | TX | 33.6329 | -95.3907 | ERCO | 10 | 0.85 | 10 | 10 | 0 | 2048 | PV | SUN |  | 61810¦GEN1 | 5 | 2018 | tx¦lamar | 39 | 2171 | 48277 | 8 | 10 | 30 | 9.1032 | PV¦SUN
61867 | GEN1 | Solar Photovoltaic | Bovine | TX | 29.6313 | -96.0769 | ERCO | 10 | 0.85 | 10 | 10 | 0 | 2048 | PV | SUN |  | 61867¦GEN1 | 5 | 2018 | tx¦austin | 39 | 2039 | 48015 | 8 | 10 | 30 | 9.1032 | PV¦SUN
61868 | GEN1 | Solar Photovoltaic | Bronson | TX | 29.5375 | -95.9695 | ERCO | 10 | 0.85 | 10 | 10 | 0 | 2048 | PV | SUN |  | 61868¦GEN1 | 5 | 2018 | tx¦fort bend | 39 | 2110 | 48157 | 8 | 10 | 30 | 9.1032 | PV¦SUN
61871 | GEN1 | Solar Photovoltaic | Sterling Solar (TX) | TX | 33.1662 | -96.1726 | ERCO | 10 | 0.85 | 10 | 10 | 0 | 2048 | PV | SUN |  | 61871¦GEN1 | 5 | 2018 | tx¦hunt | 39 | 2147 | 48231 | 8 | 10 | 30 | 9.1034 | PV¦SUN
61873 | GEN1 | Solar Photovoltaic | Yellow Jacket | TX | 31.9338 | -97.6537 | ERCO | 5 | 0.85 | 5 | 5 | 0 | 2048 | PV | SUN |  | 61873¦GEN1 | 5 | 2018 | tx¦bosque | 39 | 2049 | 48035 | 8 | 10 | 30 | 9.1036 | PV¦SUN
61874 | GEN1 | Solar Photovoltaic | Eddy II | TX | 31.2912 | -97.2607 | ERCO | 10 | 0.85 | 10 | 10 | 0 | 2048 | PV | SUN |  | 61874¦GEN1 | 5 | 2018 | tx¦mclennan | 39 | 2192 | 48309 | 8 | 10 | 30 | 9.105 | PV¦SUN
61887 | DEPIC | Solar Photovoltaic | Fort Bliss (DEA EPIC) | TX | 31.83 | -106.3729 | EPE | 2 | 0.85 | 2 | 2 | 0 | 2048 | PV | SUN | Ameresco Federal Solutions | 61887¦DEPIC | 5 | 2018 | tx¦el paso | 39 | 2101 | 48141 | 8 | 10 | 30 | 9.1041 | PV¦SUN | solar pv
61895 | TOYHQ | Solar Photovoltaic | Toyota HQ Plan | TX | 33.0842 | -96.8411 | ERCO | 7.7 | 0.85 | 5.9 | 3.5 | 0 | 2047 | PV | SUN |  | 61895¦TOYHQ | 5 | 2017 | tx¦collin | 39 | 2074 | 48085 | 8 | 10 | 30 | 9.1039 | PV¦SUN | 1943.1
10425 | TG | Wood/Wood Waste Biomass | International Paper - Orange | TX | 30.2178 | -93.7422 | MISO | 48 | 1 | 36.8 | 34.7 | 5 | 2025 | ST | BLQ | International Paper - Orange | 10425¦TG | 720 | 1967 | tx¦orange | 39 | 2212 | 48361 | 3 | 13 | 38 | 12.2882 | ST¦BLQ | wood/waste biomass
50101 | GEN1 | Wood/Wood Waste Biomass | WestRock (TX) | TX | 30.3419 | -94.0656 | MISO | 7.5 | 0.95 | 9.5 | 9.5 | 4.8 | 2032 | ST | BLQ | WestRock (TX) | 50101¦GEN1 | 720 | 1954 | tx¦jasper | 39 | 2152 | 48241 | 3 | 13 | 38 | 12.3308 | ST¦BLQ | 339.6
50101 | GEN3 | Wood/Wood Waste Biomass | WestRock (TX) | TX | 30.3419 | -94.0656 | MISO | 17.6 | 0.95 | 18 | 18 | 10 | 2024 | ST | BLQ | WestRock (TX) | 50101¦GEN3 | 720 | 1986 | tx¦jasper | 39 | 2152 | 48241 | 3 | 13 | 38 | 12.4814 | ST¦BLQ
50101 | GEN2 | Wood/Wood Waste Biomass | WestRock (TX) | TX | 30.3419 | -94.0656 | MISO | 32.6 | 0.95 | 32 | 33 | 16.3 | 2023 | ST | BLQ | WestRock (TX) | 50101¦GEN2 | 720 | 1965 | tx¦jasper | 39 | 2152 | 48241 | 3 | 13 | 38 | 12.3209 | ST¦BLQ
50141 | WGN1 | Wood/Wood Waste Biomass | Snider Industries | TX | 32.5747 | -94.3739 | SWPP | 5 | 0.8 | 5 | 5 | 1 | 2021 | ST | WDS | Snider Industries Inc | 50141¦WGN1 | 720 | 1983 | tx¦harrison | 39 | 2133 | 48203 | 3 | 13 | 38 | 12.5005 | ST¦WDS
54097 | GEN1 | Wood/Wood Waste Biomass | International Paper Texarkana Mill | TX | 33.2553 | -94.0696 | SWPP | 25 | 0.85 | 25 | 25 | 5 | 2030 | ST | BLQ |  | 54097¦GEN1 | 60 | 1972 | tx¦cass | 39 | 2065 | 48067 | 3 | 13 | 38 | 12.3818 | ST¦BLQ
54097 | GEN2 | Wood/Wood Waste Biomass | International Paper Texarkana Mill | TX | 33.2553 | -94.0696 | SWPP | 40 | 0.85 | 40 | 40 | 5 | 2035 | ST | BLQ |  | 54097¦GEN2 | 60 | 1977 | tx¦cass | 39 | 2065 | 48067 | 3 | 13 | 38 | 12.367 | ST¦BLQ
55708 | STG4 | Wood/Wood Waste Biomass | Nacogdoches Power | TX | 31.8321 | -94.9006 | ERCO | 114 | 0.85 | 100 | 100 | 70 | 2050 | ST | WDS | Southern Power Co | 55708¦STG4 | 1440 | 2012 | tx¦nacogdoches | 39 | 2205 | 48347 | 3 | 13 | 38 | 14.4398 | ST¦WDS
58944 | G1 | Wood/Wood Waste Biomass | Woodville Renewable Power Project | TX | 30.7483 | -94.4375 | MISO | 49.9 | 0.95 | 46.5 | 46.5 | 20 | 2052 | ST | WDS | East Texas Electric Coop, Inc | 58944¦G1 | 720 | 2014 | tx¦tyler | 39 | 2260 | 48457 | 3 | 13 | 38 | 12.9898 | ST¦WDS

## SYC-SYEGC
Start Year Capacities (MW) | preexisting | preexisting nonretiring (not used in U.S. dataset) | newly built
hard coal | 14788.3 | 0 | 0
natural gas nonpeaker | 42058 | 0 | 0
nuclear | 5138.6 | 0 | 0
hydro | 707.3 | 0 | 0
onshore wind | 24162.3 | 0 | 0
solar PV | 1941.7 | 0 | 0
solar thermal | 0 | 0 | 0
biomass | 238.4 | 0 | 0
geothermal | 0 | 0 | 0
petroleum | 29.1 | 0 | 0
natural gas peaker | 29079.4 | 0 | 0
lignite | 5655.2 | 0 | 0
offshore wind | 0 | 0 | 0
crude oil | 0 | 0 | 0
heavy or residual fuel oil | 0 | 0 | 0
municipal solid waste | 0 | 0 | 0

## SYC-FoPtPFP
Peakers that Provide Flexibility Points (dimensionless)
Fraction | 0.36789