## About
PTCF Peak Time Capacity Factors
Source: | California Market | Texas Market | Southwest Market
| California Independent System Operator | Electric Reliability Council of Texas | Southwest Power Pool
| 2020 | 2016 | 2019
| Final 2020 Net Qualifying Capacity for Resource Adequacy Resources | CDR Peak Values for Solar PV and Wind by Season | Solar and Wind ELCC Accreditation
| http://www.caiso.com/Documents/NetQualifyingCapacityList-2020.xls | http://www.ercot.com/gridinfo/resource | https://www.spp.org/documents/61025/elcc%20solar%20and%20wind%20accreditation.pdf
2020 Technology Factors
| Midwest Market | Mid Atlantic Market | California Market Energy
| Midcontinent Independent System Operator | PJM | CAISO
| 2019 | 2017 | 2020
| Planning Year 2020-2021 Wind & Solar Capacity Credit | Class Average Capacity Factors | 2019 Annual Report on Market Issues & Performance
| https://cdn.misoenergy.org/2020%20Wind%20&%20Solar%20Capacity%20Credit%20Report408144.pdf | https://www.pjm.com/-/media/planning/res-adeq/class-average-wind-capacity-factors.ashx?la=en | http://www.caiso.com/Documents/2019AnnualReportonMarketIssuesandPerformance.pdf
| p.16 | p.5-6 | Table 1.1
| New England Market - Solar | Offshore Wind, Onshore Wind for PJM, ISO-NE, and NYISO | New York Market Energy
| ISO New England | LBNL | NYISO
| 2015 | 2018 | 2020
| Intermittent Resource Review | Estimating the Value of Offshore Wind Along the United States’ Eastern Coast | 2020 Load and Capacity Data
| http://www.iso-ne.com/static-assets/documents/2015/12/vrwg_intermittent_resource_qual_tool_status_update_12072015.pdf | https://www.nps.edu/documents/114698888/117879842/Offshore_WInd_Value_Navy_Postgraduate_School_Final.pdf/f4368eea-e0e0-4fba-a925-00f5d365b887?t=1542325871000 | https://www.nyiso.com/documents/20142/2226333/2020-Gold-Book-Final-Public.pdf/9ff426ab-e325-28bc-97cf-106d792593a1
| pp. 4 & 7 | p.27 | Table I-1a
New England Market Energy
ISO-NE
Notes |  |  | 2020
Peak time capacity factors are meant to represent the average availability of resources to meeting peak |  |  | 2020 CELT Report
during the peak hours of the year in the summer and winter seasons. |  |  | https://www.iso-ne.com/system-planning/system-plans-studies/celt
Table 1.5.2 Energy
For renewable resources (e.g. wind and solar PV) we use values from each of the 6 U.S. regional markets.
As part of the resource planning process, operators of these markets are required to assess available resources during
peak hours of the year.
We take factors where available from each of the markets and weight the values by the share
of system load from each region to generate a weighted average peak time capacity factor
for different resources across the US.
The TX EPS shifts EPS calcualtions from summer to nameplate, so peak CFs for the non-intermittant generating resources
are calculated by the ratio of summer or winter capacity to nameplate capacity. Form EIA 860 is used for this, filtering
down to exclude CHP plants per EPS convention. Certain generator types in the EPS do not exist, will not be built
in TX (do not appear in 860), or are a minimal component of generation and so are left as their default values.

## CAISO - CF
2020 ELCC Values and Technology Factors
Non-Dispatchable Solar, Wind, Biomass, Cogeneration, Geothermal, and
Hydro Technology Factors for Compliance Year 2020
Solar PV and Solar Thermal
| Month | CY 2020 Solar ELCC
| 1 | 4%
| 2 | 3%
| 3 | 18%
| 4 | 15%
| 5 | 16%
| 6 | 31%
| 7 | 39%
| 8 | 27%
| 9 | 14%
| 10 | 2%
| 11 | 2%
| 12 | 0%
Wind
| Month | CY 2020 Wind ELCC
| 1 | 14%
| 2 | 12%
| 3 | 28%
| 4 | 25%
| 5 | 25%
| 6 | 33%
| 7 | 23%
| 8 | 21%
| 9 | 15%
| 10 | 8%
| 11 | 12%
| 12 | 13%
Biomass
| Month | 2016 | 2017 | 2018 | CY 2020 Biomass Factor
| 1 | 87% | 73% | 85% | 82%
| 2 | 91% | 85% | 84% | 86%
| 3 | 84% | 82% | 86% | 84%
| 4 | 76% | 74% | 79% | 76%
| 5 | 84% | 83% | 83% | 83%
| 6 | 92% | 88% | 86% | 89%
| 7 | 91% | 83% | 87% | 87%
| 8 | 91% | 90% | 89% | 90%
| 9 | 92% | 87% | 90% | 90%
| 10 | 80% | 78% | 84% | 81%
| 11 | 86% | 83% | 85% | 85%
| 12 | 88% | 85% | 86% | 86%
Cogeneration
| Month | 2016 | 2017 | 2018 | CY 2020 Cogeneration Factor
| 1 | 87% | 75% | 80% | 81%
| 2 | 84% | 82% | 71% | 79%
| 3 | 70% | 74% | 75% | 73%
| 4 | 67% | 63% | 68% | 66%
| 5 | 83% | 76% | 79% | 79%
| 6 | 85% | 86% | 84% | 85%
| 7 | 86% | 84% | 79% | 83%
| 8 | 81% | 82% | 85% | 83%
| 9 | 78% | 83% | 80% | 80%
| 10 | 73% | 69% | 74% | 72%
| 11 | 80% | 81% | 72% | 78%
| 12 | 81% | 84% | 82% | 82%
Geothermal
| Month | 2016 | 2017 | 2018 | CY 2020 Geothermal Factor
| 1 | 95% | 97% | 94% | 95%
| 2 | 89% | 93% | 94% | 92%
| 3 | 88% | 85% | 90% | 88%
| 4 | 79% | 87% | 63% | 76%
| 5 | 69% | 80% | 71% | 74%
| 6 | 67% | 70% | 74% | 70%
| 7 | 77% | 84% | 91% | 84%
| 8 | 76% | 75% | 95% | 82%
| 9 | 78% | 78% | 93% | 83%
| 10 | 86% | 82% | 91% | 86%
| 11 | 90% | 93% | 95% | 93%
| 12 | 94% | 94% | 98% | 95%
Hydro
| Month | 2016 | 2017 | 2018 | CY 2020 Hydro Factor
| 1 | 59% | 58% | 61% | 60%
| 2 | 76% | 68% | 65% | 70%
| 3 | 70% | 83% | 67% | 73%
| 4 | 68% | 77% | 73% | 72%
| 5 | 70% | 64% | 72% | 69%
| 6 | 72% | 77% | 72% | 74%
| 7 | 66% | 80% | 74% | 73%
| 8 | 74% | 72% | 70% | 72%
| 9 | 65% | 72% | 77% | 71%
| 10 | 57% | 64% | 69% | 64%
| 11 | 53% | 60% | 55% | 56%
| 12 | 60% | 73% | 58% | 64%
Please refer any questions regarding these tables to:
Simone Brant, CPUC, 415-703-5239, simone.brant@cpuc.ca.gov

## ERCOT - CF
PEAK AVERAGE WIND CAPACITY PERCENTAGES, WINTER PEAK SEASONS
WINDPEAKPCT Values (Weighted Averages based on Installed Wind Capacity)*
Winter Peak Ave. Wind Capacity Percentages and Total Unit Capacities | [6 empty] | Winter, Panhandle | Winter, Coastal | Winter, Other
Top Twenty Peak Hours for Each year | [6 empty] | 32.49% | 42.75% | 19.17%
CDR Wind Region | Panhandle |  | Coastal |  | Other
Year | Capacity Contribution Percentage | Capacity (MW) | Capacity Contribution Percentage | Capacity (MW) | Capacity Contribution Percentage | Capacity (MW) | * The methodology for calculating WINDPEAKPCT values is outlined in ERCOT Protocol Section 3.2.6.2.2. See: http://www.ercot.com/content/wcm/current_guides/53528/03-030120_Nodal.docx
2019-2020 | 38.12% | 4197.6 | 33.96% | 2974.4 | 27.53% | 15598.8
2018-2019 | 39.81% | 4197 | 39.12% | 2610.6 | 20.96% | 14730.2
2017-2018 | 33.29% | 4197 | 51.88% | 2382.6 | 14.26% | 11996.3
2016-2017 | 19.94% | 3609 | 79.34% | 2038.4 | 14.29% | 10821.7
2015-2016 | 28.45% | 2670.5 | 27.02% | 1875.4 | 28.44% | 10494.9
2014-2015 | 22.71% | 207 | 42.28% | 1671.4 | 10.7% | 8858.8
2013-2014 | 36.17% | 207 | 43.66% | 1269.7 | 17.27% | 8789.4
2012-2013 | 23.05% | 207 | 32.47% | 1066.4 | 16.69% | 7999.2
2011-2012 | 38.47% | 207 | 15.74% | 965.6 | 20.28% | 7670.7
2010-2011 | 34.47% | 206.957 | 48.41% | 965.55 | 14.3% | 8023.935
PEAK AVERAGE SOLAR CAPACITY PERCENTAGES, WINTER PEAK SEASONS
SOLARPEAKPCT Value (Weighted Average based on Installed Solar Capacity) *
Winter Peak Ave. Solar Capacity Percentages and Total Unit Capacities |  |  |  | Winter
Top Twenty Peak Hours for Each year |  |  |  | 6.862%
Year | Capacity Contribution Percentage | Capacity (MW)
2019/2020 | 3.868% | 2020.2
2018/2019 | 9.185% | 1404
2017/2018 | 9.861% | 928.7 |  | * The methodology for calculating SOLARPEAKPCT values is outlined in ERCOT Protocol Section 3.2.6.2.2. See: http://www.ercot.com/content/wcm/current_guides/53528/03-030120_Nodal.docx
PEAK AVERAGE SOLAR CAPACITY PERCENTAGES, SUMMER PEAK SEASONS
Summer Peak Ave. Solar Capacity Percentages
Top Twenty Peak Hours for Each year |  |  |  | SOLARPEAKPCT Values *
Year | Average Solar Cap Percentage | MW Solar Capacity |  | 76.32%
2019 | 73.99% | 1636
2018 | 79.6% | 1254
2017 | 75.9% | 715.8
PEAK AVERAGE WIND CAPACITY PERCENTAGES, SUMMER PEAK SEASONS
WINDPEAKPCT Values *
Summer Peak Ave. Wind Capacity Percentages and Total Unit Capacities | [6 empty] | Summer, Panhandle | Summer, Coastal | Summer, Other
Top Twenty Peak Hours for Each year | [6 empty] | 29.28% | 63.29% | 15.77%
CDR Wind Region | Panhandle |  | Coastal |  | Other
Year | Capacity Contribution Percentage | Capacity (MW) | Capacity Contribution Percentage | Capacity (MW) | Capacity Contribution Percentage | Capacity (MW) | * The methodology for calculating WINDPEAKPCT values is outlined in ERCOT Protocol Section 3.2.6.2.2. See: http://www.ercot.com/content/wcm/current_guides/53528/03-101819_Nodal.docx
2019 | 34.12% | 4197 | 75.05% | 2811.6 | 22.15% | 14949.9
2018 | 25.6% | 4197 | 52.91% | 2610.6 | 17.11% | 14289.9
2017 | 24.88% | 3171.2 | 62.93% | 2038.4 | 20.18% | 12241.2
2016 | 49.43% | 2126.7 | 73.56% | 1873.4 | 18.24% | 10447.5
2015 | 18.26% | 1476.9 | 52.03% | 1873.4 | 10.05% | 9563
2014 | 21.14% | 207 | 60.04% | 1671.4 | 20.11% | 8955.2
2013 | 10.93% | 207 | 76.61% | 1269.7 | 12.63% | 8955.2
2012 | 10.13% | 207 | 52.84% | 1066.4 | 7.832% | 8075
2011 | 12.45% | 207 | 65.96% | 965.6 | 12.78% | 7746.5
2010 | 7.06% | 207 | 24.69% | 160.8 | 6.233% | 6663.3

## WECC
Released: November 2017
Next Update: November 2018
Table 3B.1. WECC monthly peak hour demand, by North American Electric Reliability Corporation Assesment Area,
1996-2016 actual, 2017-2018 projected
megawatts
WECC | Year | January | February | March | April | May | June | July | August | September | October | November | December
Actual | 1996 | 95306 | 94878 | 86486 | 89912 | 91930 | 99203 | 108739 | 107790 | 98006 | 95427 | 87466 | 94331
| 1997 | 95886 | 89483 | 89505 | 88124 | 99796 | 98340 | 104361 | 110001 | 105659 | 95236 | 89470 | 93132
| 1998 | 95102 | 90267 | 89009 | 88242 | 84051 | 97617 | 111830 | 115921 | 112705 | 92543 | 88524 | 101822
| 1999 | 91641 | 91773 | 87599 | 87821 | 91165 | 105404 | 113629 | 109873 | 102526 | 96329 | 90741 | 96875
| 2000 | 95673 | 91627 | 91044 | 94250 | 104053 | 111600 | 114472 | 114602 | 107797 | 97398 | 95483 | 97324
| 2001 | 96766 | 93801 | 87641 | 90023 | 100484 | 105427 | 108629 | 109119 | 101320 | 97762 | 91851 | 95286
| 2002 | 96555 | 93195 | 90041 | 88714 | 104110 | 111108 | 119074 | 114763 | 111475 | 99967 | 92834 | 95951
| 2003 | 92602 | 93831 | 91002 | 89713 | 110358 | 112627 | 122537 | 119473 | 113594 | 103327 | 94291 | 99793
| 2004 | 102049 | 95546 | 95191 | 101654 | 105503 | 111143 | 123136 | 122922 | 116784 | 96429 | 100001 | 101541
| 2005 | 102464 | 96789 | 90859 | 90623 | 106680 | 115821 | 130760 | 125253 | 113824 | 101470 | 100361 | 107493
| 2006 | 99571 | 101154 | 97101 | 93098 | 110713 | 129742 | 142096 | 127749 | 122420 | 103797 | 107335 | 108617
| 2007 | 107097 | 101215 | 98234 | 98980 | 107541 | 126064 | 137488 | 139389 | 128226 | 99594 | 100700 | 109607
| 2008 | 110395 | 104200 | 97743 | 106357 | 120959 | 134781 | 134052 | 134829 | 122386 | 115877 | 100056 | 113605
| 2009 | 100194.513 | 97674.2085 | 91682.1545 | 99806.4834 | 107913.4994 | 116680.3123 | 128245.1008 | 122834.9867 | 122255.8548 | 91636.1673 | 94362.2612 | 109564.885
| 2010 | 97438.8183 | 94017.7235 | 92308.4222 | 84578.0146 | 89817.8022 | 115881.5406 | 129312.2521 | 129352.3546 | 119103.5229 | 104602.7579 | 102044.0703 | 101667.6682
| 2011 | 105582.1 | 101595.7 | 97085 | 99124 | 112650 | 125732 | 136801 | 137454 | 123796 | 106417 | 102338 | 109297
| 2012 | 99231.7173 | 95158.9105 | 92024.9595 | 91159.6869 | 106556.2327 | 112466.7804 | 126111.8748 | 130465.01 | 116544.415 | 110180.8966 | 94676.3232 | 101705.7701
| 2013 | 107887.4624 | 96637.4055 | 92153.8534 | 96035.7709 | 109893.4053 | 132218.1289 | 132874.9506 | 124539.9772 | 122621.6609 | 92610.4557 | 96165.35 | 110764.9549
| 2014 | 98544.5 | 102651 | 90891.2 | 92171.5 | 109608.4 | 121659 | 127091.5 | 123491.9 | 120703.1 | 102898.3 | 97935.6 | 104204.5
| 2015 | 98255 | 91813 | 91099 | 96226 | 97113 | 131072 | 127132 | 128684 | 123540 | 108935 | 101143 | 101457
| 2016 | 100315 | 99421 | 91447 | 92268 | 103561 | 133247 | 139431 | 131343 | 115093 | 96692 | 96181 | 10400
Projected | 2017E | 104737 | 102180 | 98101 | 93343 | 108475 | 125996 | 131791 | 133410 | 125256 | 104962 | 102551 | 110022
| 2018E | 105492 | 102228 | 97638 | 94039 | 109456 | 128140 | 132648 | 132558 | 127899 | 106243 | 102527 | 110955

## TRE
Released: November 2017
Next Update: November 2018
Table 3B.1. TRE monthly peak hour demand, by North American Electric Reliability Corporation Assesment Area,
1996-2016 actual, 2017-2018 projected
megawatts
TRE | Year | January | February | March | April | May | June | July | August | September | October | November | December
Actual | 1996 | 36818 | 37705 | 34540 | 35326 | 43742 | 46524 | 47240 | 46807 | 41733 | 34958 | 34597 | 39214
| 1997 | 41280 | 33120 | 31783 | 34216 | 40857 | 45687 | 49705 | 50468 | 49005 | 43533 | 33624 | 36458
| 1998 | 35906 | 33703 | 36836 | 35731 | 48676 | 52259 | 53440 | 54666 | 51981 | 46869 | 32616 | 40566
| 1999 | 39537 | 34343 | 33383 | 41080 | 43529 | 49628 | 52925 | 55529 | 50447 | 43706 | 33615 | 36685
| 2000 | 39075 | 34779 | 38040 | 40399 | 50347 | 49577 | 55767 | 57606 | 57099 | 47781 | 35563 | 44641
| 2001 | 42995 | 35091 | 34090 | 37017 | 44606 | 50918 | 54846 | 55201 | 50073 | 40796 | 41608 | 36557
| 2002 | 43901 | 43837 | 43964 | 49064 | 49018 | 51882 | 54891 | 56248 | 51556 | 49105 | 35901 | 40650
| 2003 | 45433 | 43498 | 37554 | 40579 | 52909 | 53637 | 56251 | 59996 | 49502 | 42651 | 38608 | 40782
| 2004 | 42698 | 42301 | 34321 | 39131 | 48702 | 54061 | 56489 | 58531 | 55179 | 47714 | 37599 | 44010
| 2005 | 40966 | 41095 | 36115 | 41219 | 51947 | 58140 | 57319 | 60210 | 59524 | 52107 | 42470 | 47948
| 2006 | 38604 | 43210 | 38257 | 51800 | 54175 | 57887 | 61660 | 62339 | 56603 | 50890 | 45143 | 46896
| 2007 | 50404 | 50408 | 38827 | 41710 | 49222 | 56427 | 56754 | 62188 | 55091 | 54102 | 39993 | 44443
| 2008 | 46099 | 45321.1677 | 42412.0862 | 45872.2092 | 56343.9001 | 59642.1214 | 61119.6066 | 62174.3766 | 56342.6037 | 46574.7272 | 38746.4511 | 47805.6548
| 2009 | 46165.7808 | 42228 | 40289.2384 | 43488 | 51321 | 62392.6816 | 63517.9408 | 62240.5084 | 55382.6932 | 49089.5112 | 37039.6174 | 46911.6234
| 2010 | 55877.8342 | 47194.7947 | 41440.0878 | 40169.1025 | 54725.4972 | 60789.1431 | 60674.1727 | 65776.3264 | 58200.7414 | 45456.3922 | 40220 | 44715.7344
| 2011 | 49829 | 47953 | 44057 | 47797 | 57620 | 60057 | 63376 | 63770 | 58520 | 52458 | 43440 | 51642
| 2012 | 46908.4905 | 42090.0469 | 42611.0462 | 48774.0356 | 58947.0194 | 66548 | 65807.6913 | 66509 | 64862.2074 | 48274.2721 | 41625.6633 | 45544.7859
| 2013 | 50664.8051 | 40406.9964 | 41709.7986 | 45601.9335 | 56209.2205 | 64418.2945 | 64814 | 67244.5294 | 63387.8513 | 54709.5348 | 46954.2002 | 53642.4399
| 2014 | 57256.3073 | 57010.71 | 54587.4097 | 48400.126 | 52615.3527 | 59785.7728 | 63531.9867 | 66453.6387 | 64439.5577 | 58419.1941 | 50807.3407 | 48361.715
| 2015 | 56831.7803 | 54539.4251 | 53179.5284 | 45227.4211 | 53389.3965 | 61732.2719 | 67650.277 | 69877.0467 | 64458.1963 | 59186.5655 | 44945.1434 | 44934.2488
| 2016 | 49262.5579 | 47416.4923 | 43347.1873 | 50932.0834 | 57223.8273 | 64896.2601 | 67468.9318 | 71110.1039 | 66948.5662 | 59864.268 | 50012.3511 | 57932.4325
Projected | 2017E | 54417.0887 | 52494.9767 | 46877.7555 | 51622.3562 | 58907.8584 | 66915.332 | 68657.2995 | 72933.5504 | 64448.5906 | 56096.8287 | 45791.0068 | 52669.4305
| 2018E | 55003.0884 | 53084.3897 | 47485.5148 | 52357.5752 | 59695.2148 | 67905.3064 | 69666.6232 | 74149.3873 | 65482.9627 | 57090.4945 | 46784.4113 | 53494.8957

## MISO
Released: November 2017
Next Update: November 2018
Table 3B.1. MISO monthly peak hour demand, by North American Electric Reliability Corporation Assesment Area,
1996-2016 actual, 2017-2018 projected
megawatts
MISO | Year | January | February | March | April | May | June | July | August | September | October | November | December
Actual | 1996 | NA | NA | NA | NA | NA | NA | NA | NA | NA | NA | NA | NA
| 1997 | NA | NA | NA | NA | NA | NA | NA | NA | NA | NA | NA | NA
| 1998 | NA | NA | NA | NA | NA | NA | NA | NA | NA | NA | NA | NA
| 1999 | NA | NA | NA | NA | NA | NA | NA | NA | NA | NA | NA | NA
| 2000 | NA | NA | NA | NA | NA | NA | NA | NA | NA | NA | NA | NA
| 2001 | NA | NA | NA | NA | NA | NA | NA | NA | NA | NA | NA | NA
| 2002 | NA | NA | NA | NA | NA | NA | NA | NA | NA | NA | NA | NA
| 2003 | NA | NA | NA | NA | NA | NA | NA | NA | NA | NA | NA | NA
| 2004 | NA | NA | NA | NA | NA | NA | NA | NA | NA | NA | NA | NA
| 2005 | NA | NA | NA | NA | NA | NA | NA | NA | NA | NA | NA | NA
| 2006 | NA | NA | NA | NA | NA | NA | NA | NA | NA | NA | NA | NA
| 2007 | NA | NA | NA | NA | NA | NA | NA | NA | NA | NA | NA | NA
| 2008 | NA | NA | NA | NA | NA | NA | NA | NA | NA | NA | NA | NA
| 2009 | NA | NA | NA | NA | NA | NA | NA | NA | NA | NA | NA | NA
| 2010 | 85264.71 | 81835.57 | 74562.29 | 69824.01 | 92068.42 | 98927.17 | 104024.22 | 108346.11 | 93747.63 | 73309.84 | 79454.15 | 90848.02
| 2011 | 85965.69 | 87676.94 | 76964.05 | 68204.9429 | 75208.6821 | 91832.3496 | 98067.6208 | 96870.9642 | 87569.5526 | 71648.4925 | 72383.3621 | 79051.7855
| 2012 | 70600 | 67013 | 63375 | 58449 | 70656 | 92955 | 96769 | 89327 | 83877 | 61312 | 66201 | 69270
| 2013 | 93797.6 | 92559.6 | 85284.1 | 79153.6 | 98121.9 | 110585.9 | 121124.3 | 117842.9 | 115803.6 | 89798.7 | 90021 | 95803.3
| 2014 | 107927.3 | 101304.4 | 96058.7 | 80236 | 92600.3 | 109196.2 | 113506.9 | 113429.2 | 109527.4 | 87007 | 95703 | 91339
| 2015 | 104723 | 99159 | 95741 | 78291 | 92464 | 106054 | 118325 | 113012 | 111857 | 83186 | 82367 | 85296
| 2016 | 95920 | 91654 | 81073 | 78230 | 93952 | 111350 | 119506 | 118413 | 113557 | 89127 | 80912 | 99054
Projected | 2017E | 103867 | 95220.8 | 92406.4 | 86298.6 | 98473.7 | 116607.8 | 125000.3 | 124809.9 | 111790.7 | 91213.6 | 90038.6 | 97900.5
| 2018E | 103730.7 | 95341.4 | 91310.6 | 85249.8 | 95920.1 | 117056.7 | 125313.6 | 125568.1 | 112646.4 | 91984.3 | 90780.5 | 98608.8

## SPP
Released: November 2017
Next Update: November 2018
Table 3B.1. SPP monthly peak hour demand, by North American Electric Reliability Corporation Assesment Area,
1996-2016 actual, 2017-2018 projected
megawatts
SPP | Year | January | February | March | April | May | June | July | August | September | October | November | December
Actual | 1996 | 46801 | 46506 | 44043 | 39428 | 52072 | 56569 | 59826 | 57907 | 52017 | 41352 | 42117 | 48274
| 1997 | 26931 | 23739 | 22386 | 22283 | 24746 | 32950 | 36267 | 35024 | 33793 | 28435 | 24029 | 25020
| 1998 | 24313 | 23137 | 24878 | 22119 | 32030 | 36086 | 37383 | 36976 | 35910 | 25231 | 22274 | 26725
| 1999 | 26757 | 23604 | 23086 | 23648 | 25872 | 32783 | 37958 | 38609 | 34692 | 25745 | 22773 | 25415
| 2000 | 26415 | 25463 | 23516 | 25516 | 35188 | 34162 | 38864 | 40101 | 39246 | 30910 | 25942 | 30137
| 2001 | 28039 | 26733 | 24707 | 26240 | 32043 | 35636 | 40063 | 39782 | 34312 | 26688 | 26949 | 25951
| 2002 | 28485 | 28191 | 27833 | 28356 | 32514 | 36228 | 39125 | 39571 | 37659 | 31961 | 25788 | 27710
| 2003 | 28850 | 27922 | 26026 | 26518 | 32880 | 35810 | 39133 | 40214 | 32876 | 26372 | 25204 | 27259
| 2004 | 29010 | 27454 | 23566 | 24583 | 32878 | 36137 | 39893 | 39734 | 36117 | 27158 | 26603 | 29782
| 2005 | 29072 | 27128 | 25247 | 25656 | 34261 | 39437 | 41306 | 40771 | 37772 | 33042 | 27333 | 31764
| 2006 | 26864 | 28402 | 25548 | 31231 | 36115 | 37754 | 42556 | 42405 | 33342 | 33653 | 29699 | 30331
| 2007 | 30141 | 31028 | 25629 | 26746 | 31495 | 36775 | 38965 | 43165 | 36887 | 33537 | 26610 | 29560
| 2008 | 31294 | 30140 | 28268 | 27213 | 33650 | 38629 | 41914 | 43476 | 34823 | 27993 | 27133 | 32361
| 2009 | 31870.2165 | 29357.5471 | 27928.3066 | 27342.7961 | 30765.1649 | 41302.4299 | 41465.272 | 40392.9337 | 33748.1323 | 27269.836 | 26077.1558 | 32027.6003
| 2010 | 42495.7497 | 37893.1172 | 34099.308 | 30831.8615 | 40925.5271 | 48883.3268 | 49932.5799 | 53076.6219 | 44536.4237 | 33566.0526 | 33815.9823 | 37555.231
| 2011 | 40445.4593 | 38986.5621 | 34366.4054 | 33287.1317 | 40417.0736 | 48534.6105 | 52612.6621 | 53083.6094 | 44750.0175 | 36146.7116 | 34522.017 | 39242.4856
| 2012 | 33842.303 | 31830.66 | 29140.979 | 34423.618 | 39911.427 | 48847.069 | 49847.517 | 50246.133 | 47241.858 | 30623.088 | 30312.402 | 33281.505
| 2013 | 35317.3983 | 33891.1213 | 32610.9656 | 31552.57 | 36513.0421 | 46218.6872 | 47449.8503 | 47647.3996 | 45067.1659 | 35909.0872 | 33549.6435 | 37044.8793
| 2014 | 37845.281 | 37136.5569 | 36109.779 | 29294.3007 | 36730.194 | 41515.712 | 45053.4279 | 46076.2335 | 42660.1387 | 34267.451 | 34554.224 | 33526.536
| 2015 | 40231.5182 | 38125.3484 | 36927.1383 | 31192.2295 | 33906.8316 | 45318.0901 | 48894.0035 | 47929.0768 | 45258.9904 | 35404.2545 | 32167.9548 | 30846.9524
| 2016 | 38748.23 | 36562.031 | 32928.927 | 32909.973 | 37424.912 | 49559.558 | 51802.681 | 51882.931 | 45676.56 | 38354.744 | 34484.872 | 41533.675
Projected | 2017E | 40786.3211 | 39769.5716 | 35922.7366 | 34670.5726 | 39868.4572 | 47893.1823 | 52403.4784 | 52103.8139 | 46244.4528 | 38021.8896 | 35875.6841 | 39984.5833
| 2018E | 41215.1771 | 40329.9259 | 35913.8106 | 34630.61 | 39763.159 | 48300.956 | 52553.7458 | 52486.3212 | 46597.6529 | 38299.63 | 36194.4462 | 40855.4696

## PJM
Released: November 2017
Next Update: November 2018
Table 3B.1. PJM monthly peak hour demand, by North American Electric Reliability Corporation Assesment Area,
1996-2016 actual, 2017-2018 projected
megawatts
PJM | Year | January | February | March | April | May | June | July | August | September | October | November | December
Actual | 1996 | NA | NA | NA | NA | NA | NA | NA | NA | NA | NA | NA | NA
| 1997 | NA | NA | NA | NA | NA | NA | NA | NA | NA | NA | NA | NA
| 1998 | NA | NA | NA | NA | NA | NA | NA | NA | NA | NA | NA | NA
| 1999 | NA | NA | NA | NA | NA | NA | NA | NA | NA | NA | NA | NA
| 2000 | NA | NA | NA | NA | NA | NA | NA | NA | NA | NA | NA | NA
| 2001 | NA | NA | NA | NA | NA | NA | NA | NA | NA | NA | NA | NA
| 2002 | NA | NA | NA | NA | NA | NA | NA | NA | NA | NA | NA | NA
| 2003 | NA | NA | NA | NA | NA | NA | NA | NA | NA | NA | NA | NA
| 2004 | NA | NA | NA | NA | NA | NA | NA | NA | NA | NA | NA | NA
| 2005 | NA | NA | NA | NA | NA | NA | NA | NA | NA | NA | NA | NA
| 2006 | NA | NA | NA | NA | NA | NA | NA | NA | NA | NA | NA | NA
| 2007 | NA | NA | NA | NA | NA | NA | NA | NA | NA | NA | NA | NA
| 2008 | NA | NA | NA | NA | NA | NA | NA | NA | NA | NA | NA | NA
| 2009 | NA | NA | NA | NA | NA | NA | NA | NA | NA | NA | NA | NA
| 2010 | 109179.214 | 104915.345 | 95014.774 | 88409.15 | 110783.366 | 126201.946 | 136465.117 | 131946.462 | 127681.899 | 85652.149 | 90313.391 | 115535
| 2011 | 113912 | 109621 | 99956 | 92104 | 103609 | 139967 | 148941 | 143584 | 126463 | 101712 | 108310 | 122418
| 2012 | 122565.442 | 113997.637 | 107528.11 | 97821.804 | 130557.665 | 147915.071 | 154338.726 | 144486.456 | 129958.527 | 98761.609 | 107454.811 | 109947.899
| 2013 | 126725 | 118740 | 109671 | 101046 | 129053 | 139781 | 157509 | 137625 | 143461 | 108826 | 114699 | 124072
| 2014 | 140510.233 | 129690.523 | 126638.86 | 99179.552 | 119741.906 | 141677.933 | 139379.87 | 133390.98 | 138157.144 | 95919.772 | 120847.897 | 114047.334
| 2015 | 136197 | 143129 | 125701 | 96382 | 120840 | 137287 | 143633 | 139649 | 141209 | 94824 | 104505 | 104494
| 2016 | 129775 | 121307 | 106497 | 99868 | 121539 | 134752 | 150826 | 152177 | 142092 | 102277 | 105171 | 131021
Projected | 2017E | 131391 | 125630 | 115099 | 105560 | 120074 | 144469 | 152999 | 148808 | 129257 | 107258 | 111523 | 125798
| 2018E | 132652 | 126874 | 115332 | 110453 | 121060 | 145187 | 153951 | 149526 | 129112 | 110657 | 112483 | 127154

## NPCC
Released: November 2017
Next Update: November 2018
Table 3B.1. NPCC monthly peak hour demand, by North American Electric Reliability Corporation Assesment Area,
1996-2016 actual, 2017-2018 projected
megawatts
NPCC | Year | January | February | March | April | May | June | July | August | September | October | November | December
Actual | 1996 | 41680 | 41977 | 39414 | 35313 | 41013 | 41893 | 44773 | 44663 | 43321 | 36278 | 38992 | 39710
| 1997 | 41208 | 38891 | 37662 | 35284 | 34101 | 46477 | 49269 | 43964 | 42487 | 37597 | 39602 | 41178
| 1998 | 40009 | 39624 | 39652 | 35382 | 40210 | 47342 | 49566 | 47514 | 42358 | 36947 | 38738 | 41728
| 1999 | 44199 | 41263 | 39883 | 34260 | 35911 | 50127 | 52855 | 47762 | 45913 | 37120 | 41314 | 42166
| 2000 | 45227 | 42692 | 38729 | 36124 | 44550 | 50057 | 46310 | 49850 | 48266 | 39300 | 41036 | 43852
| 2001 | 43553 | 41919 | 40636 | 37191 | 42368 | 50289 | 53569 | 55949 | 45703 | 38398 | 39576 | 42540
| 2002 | 42039 | 41544 | 39906 | 42163 | 41008 | 51873 | 55444 | 55944 | 49324 | 43293 | 40696 | 44793
| 2003 | 45987 | 43800 | 43249 | 38921 | 36648 | 54827 | 53509 | 53540 | 43123 | 39225 | 40197 | 44257
| 2004 | 66215 | 62361 | 58055 | 54300 | 64042 | 76529 | 82615 | 79138 | 73418 | 56870 | 60680 | 67224
| 2005 | 47041 | 42949 | 43487 | 37399 | 37543 | 55720 | 58960 | 58009 | 50704 | 41854 | 41875 | 46828
| 2006 | 43661 | 43611 | 42532 | 37331 | 46113 | 52000 | 59953 | 63241 | 43207 | 40157 | 41149 | 44570
| 2007 | 45002 | 46697 | 45901 | 38936 | 46586 | 57272 | 56073 | 58314 | 51463 | 45066 | 41766 | 46024
| 2008 | 46803 | 44882 | 40421 | 37426 | 40348 | 58543 | 55919 | 50393 | 50957 | 39251 | 42111 | 45695
| 2009 | 45046.5 | 44457.1 | 43148.3 | 40609.1 | 39260.4 | 42851.4 | 50319.4 | 55943.8 | 41778.1 | 37997.5 | 39746.2 | 44864.4
| 2010 | 43849 | 42178 | 39658 | 36715 | 50251 | 54472 | 60554 | 56947 | 57377 | 39019 | 39906 | 45281
| 2011 | 44812 | 44527 | 42594 | 38797 | 43988 | 53980 | 60262 | 58820 | 49743 | 39643 | 41389 | 46788
| 2012 | 43827 | 40465 | 40179 | 37540 | 48111 | 57806 | 58319 | 55740 | 49566 | 38160 | 41074 | 42156
| 2013 | 45545.2 | 42847.7 | 40778.7 | 36990.5 | 50413.9 | 55154.9 | 61334.8 | 50286.7 | 55652.6 | 39522.4 | 41695.6 | 45908.1
| 2014 | 47072 | 43140 | 43136 | 35811 | 39420 | 48446 | 53774 | 49946 | 53497 | 38178 | 40814 | 42907
| 2015 | 45231 | 44252 | 41970 | 35976 | 43829 | 49023 | 55575 | 54759 | 55426 | 36335 | 38729 | 39411
| 2016 | 42768.4 | 42862.3 | 38575.2 | 37136.1 | 44089.6 | 46251.5 | 55603.3 | 57671.5 | 52778.8 | 37440.6 | 39129.5 | 43745
Projected | 2017E | 45756 | 43291 | 41875 | 36109 | 43524 | 53031 | 59660 | 58200 | 49570 | 38777 | 39883 | 45002
| 2018E | 45562 | 43238 | 41804 | 35961 | 43285 | 52870 | 59536 | 58081 | 49394 | 38577 | 39713 | 44744

## EIA Form 411
Interconnection | NERC Regional Assesment Area
|  | Actual | [26 empty] | Projected
|  | 1990 | 1991 | 1992 | 1993 | 1994 | 1995 | 1996 | 1997 | 1998 | 1999 | 2000 | 2001 | 2002 | 2003 | 2004 | 2005 | 2006 | 2007 | 2008 | 2009 | 2010 | 2011 | 2012 | 2013 | 2014 | 2015 | 2016 | 2017E | 2018E | 2019E | 2020E | 2021E | 2022E | 2023E | 2024E | 2025E | 2026E | 2027E
Eastern Interconnection | FRCC | 142502 | 146903 | 147464 | 153468 | 159861 | 169021 | 173377 | 175557 | 188384 | 188598 | 196561 | 200134 | 211116 | 219021 | 220335 | 226544 | 230115 | 232405 | 226874 | 225966 | 233034 | 224064 | 220943 | 221534 | 224646 | 234489 | 234041 | 230867 | 233407 | 235517 | 238021 | 239553 | 241812 | 243938 | 246540 | 248440 | 250948 | 250948
| NPCC | 250681 | 253701 | 252256 | 257447 | 259947 | 261235 | 263125 | 264464 | 268309 | 277902 | 281518 | 282670 | 286199 | 288791 | 292724.5 | 303607 | 294319 | 301766 | 297362 | 285624.6651 | 294276 | 292481.7058 | 290914 | 292882 | 287160 | 286280 | 285179 | 283820 | 284422 | 283141 | 281192 | 278832 | 277303 | 276292 | 275484 | 274920 | 274600 | 274420
| Balance of Eastern Region | 1725276 | 1774108 | 1766746 | 1871168 | 1907338 | 1999873 | 2059485 | 2062452 | 2112728 | 2147860 | 2210739 | 2203509 | 2301321 | 2255233 | 2313180 | 2385460.853 | 2361721 | 2432474.6 | 2406730 | 2293617.2574 | 2456553.313 | 2401810.1559 | 2391745 | 2394268 | 2387853 | 2370799.11 | 2381793.8736 | 2437101.8303 | 2486517.8718 | 2494678.2 | 2502567 | 2508070.9 | 2522555 | 2535245.5 | 2550498.4 | 2565141.8 | 2579323.4 | 2596540.3
| ECAR | 442507 | 450586 | 450853 | 476644 | 487489 | 521247 | 532747 | 524414 | 535015 | 547846 | 545958 | 546167 | 567897 | 545109 | 553236 | NA | NA | NA | NA | NA | NA | NA | NA | NA | NA | NA | NA | NA | NA | NA | NA | NA | NA | NA | NA | NA | NA | NA
| MAAC | 221099 | 228588 | 226154 | 235980 | 238379 | 243043 | 243328 | 243967 | 248806 | 255741 | 262320 | 263841 | 273907 | 276600 | 283646 | NA | NA | NA | NA | NA | NA | NA | NA | NA | NA | NA | NA | NA | NA | NA | NA | NA | NA | NA | NA | NA | NA | NA
| MAIN | 197326 | 205880 | 200250 | 208340 | 213803 | 224380 | 234300 | 236143 | 244073 | 243278 | 259608 | 271053 | 279264 | 267068 | 274760 | NA | NA | NA | NA | NA | NA | NA | NA | NA | NA | NA | NA | NA | NA | NA | NA | NA | NA | NA | NA | NA | NA | NA
| MAPP | NA | NA | NA | NA | NA | NA | NA | NA | NA | NA | NA | NA | NA | NA | NA | NA | NA | NA | NA | NA | 30690.6123 | 29232.6653 | 29362 | 29798 | 31756 | NA | NA | NA | NA | NA | NA | NA | NA | NA | NA | NA | NA | NA
| MISO | NA | NA | NA | NA | NA | NA | NA | NA | NA | NA | NA | NA | NA | NA | NA | NA | NA | NA | NA | NA | 585273.9227 | 521691.6105 | 497906 | 662636 | 641290 | 659676.8 | 660862 | 693350.58 | 727495.09 | 730209.6 | 734426.8 | 737476.7 | 743245.1 | 748127.3 | 751630.1 | 756057.6 | 760001.2 | 763944.8
| MRO | 127102 | 129826 | 126881 | 131112 | 136498 | 143447 | 145479 | 151661 | 155194 | 152350 | 145981 | 144893 | 150058 | 153918 | 152975 | 216632.623 | 222748 | 217601.6 | 227536 | 213797.0313 | NA | NA | NA | NA | NA | NA | NA | NA | NA | NA | NA | NA | NA | NA | NA | NA | NA | NA
| PJM | NA | NA | NA | NA | NA | NA | NA | NA | NA | NA | NA | NA | NA | NA | NA | NA | NA | NA | NA | NA | 712730.9103 | 739754.4857 | 781247 | 791151 | 797461 | 792566 | 792313 | 814868 | 821638 | 823890 | 822831 | 820415 | 821341 | 822626 | 827522 | 831502 | 835137 | 841099
| RFC | NA | NA | NA | NA | NA | NA | NA | NA | NA | NA | NA | NA | NA | NA | NA | 1005226 | 926279 | 954700 | 936201 | 880377.0985 | NA | NA | NA | NA | NA | NA | NA | NA | NA | NA | NA | NA | NA | NA | NA | NA | NA | NA
| SERC | 485205 | 501794 | 506140 | 538339 | 544945 | 572587 | 596940 | 730248 | 746538 | 768408 | 803211 | 787139 | 835319 | 826964 | 856734 | 962054.23 | 1011173 | 1049298 | 1035390 | 997142 | 870367 | 852843.0649 | 824640 | 661124 | 674054 | 668126 | 672720 | 673339 | 677048 | 681238 | 685684 | 689388 | 693376 | 698595 | 703979 | 708819 | 714335 | 720420
| SPP | 252037 | 257434 | 256468 | 280753 | 286224 | 295169 | 306691 | 176019 | 183102 | 180237 | 193661 | 190416 | 194876 | 185574 | 191829 | 201548 | 201521 | 210875 | 207603 | 202301.1276 | 257490.8676 | 258288.3296 | 258590 | 249559 | 243292 | 250430.31 | 255898.8736 | 255544.2503 | 260336.7818 | 259340.6 | 259625.2 | 260791.2 | 264592.9 | 265897.2 | 267367.3 | 268763.2 | 269850.2 | 271076.5
ERCOT | TRE | 209789 | 211568 | 210699 | 221901 | 225098 | 231440 | 243456 | 251840 | 267970 | 268622 | 286313 | 278226 | 280269 | 283868 | 289146 | 299225 | 305672 | 307064 | 312401.0845 | 308277.7595 | 319097.4005 | 335000.175 | 324860 | 331624 | 340033 | 347617.4362 | 375889.7888 | 356428.366 | 363665.1951 | 373761.9554 | 380660.7344 | 386550.8493 | 392714.5563 | 398843.5499 | 405017.8274 | 411040.9936 | 417426.7558 | 425775.2909
Western Interconnection | WECC | 558248 | 555389 | 565745 | 569319 | 586192 | 586167 | 611650 | 620629 | 625791 | 635503 | 663913 | 638746 | 666696 | 664754 | 682053 | 685624 | 720087 | 739018 | 745691 | 718694 | 713176.7606 | 727793 | 726862 | 737458 | 733664 | 728896 | 737155 | 731132 | 732688 | 737745 | 741668 | 746071 | 751940 | 757807 | 763228 | 767234 | 771575 | 775800
All Interconnections | Contiguous U.S. | 2886496 | 2941669 | 2942910 | 3073303 | 3138436 | 3247736 | 3351093 | 3374942 | 3463182 | 3518485 | 3639044 | 3603285 | 3745601 | 3711667 | 3797438.5 | 3900460.853 | 3911914 | 4012727.6 | 3989058.0845 | 3832179.682 | 4016137.474 | 3981149.0367 | 3955324 | 3977766 | 3973356 | 3968081.5463 | 4014058.6624 | 4039349.1963 | 4100700.067 | 4124843.1554 | 4144108.7344 | 4159077.7493 | 4186324.5563 | 4212126.0499 | 4240768.2274 | 4266776.7936 | 4293873.1558 | 4323483.5909
Notes: • NERC region and reliability assessment area maps are provided on EIA's Electricity Reliability web page: http://www.eia.gov/electricity/data/eia411/
• Projected data are updated annually.
• Peak load represents an hour of a day during the associated peak period.
• The Summer peak period begins on June1 and extends through September 30. • The Winter peak period begins October 1 and extends through May 31.
• Historically the MRO, RFC, SERC, and SPP regional boundaries were altered as utilities changed reliability organizations. The historical data series for these regions have not been adjusted. Instead, the Balance of Eastern Region category was introduced to to provide a consistent trend of the Eastern interconnection.
• ECAR, MAAC, and MAIN dissolved at the end-of-2005. Many of the former utility members joined RFC. ReliabilityFirst Corporation (RFC) came into existence on January 1, 2006. RFC submitted a consolidated filing covering the historical NERC regions of ECAR, MAAC, and MAIN.
• MAPP was absorbed into MISO, SPP and WECC in 2015.
• E - Estimate; NA - Not Available
Source: U.S. Energy Information Administration, Form EIA-411, "Coordinated Bulk Power Supply and Demand Program Report."

## Texas Notes
We use the same methodology for solar. For wind, instead of simply averaging the coastal and inland percentages, we take a weighted average based on the amount of capacity in each region.
We also use more recent data (2019) and calculate the values for ERCOT only.
http://www.ercot.com/content/wcm/lists/167025/CDR_Summer_PeakAveSolarCapacityPercentages_11-26-2019.xlsx
http://www.ercot.com/content/wcm/lists/167025/CDR_Summer_PeakAveWindCapacityPercentages_11-26-2019.xlsx
For offshore wind, we use coastal wind as a proxy. See below.
PEAK AVERAGE SOLAR CAPACITY PERCENTAGES, SUMMER & WINTER PEAK SEASONS
PRELIMINARY - NOT FOR PUBLIC RELEASE
Capacity Factor - Top 20 Hours
Summer Season
Year | Annual
2019 | 74%
2018 | 80%
2017 | 76%
2015 | 83.4%
2014 | 79.82%
2013 | 77.86%
2012 | 80.24%
AVG | 78.76%
* SOLARPEAKPCT Values
* The methodology for calculating SOLARPEAKPCT values is done similarly to the WINDPEAKPCT as outlined in ERCOT Protocol Section 3.2.6.2.2. See: http://www.ercot.com/content/wcm/current_guides/53528/03_030116_Nodal.doc
PEAK AVERAGE WIND CAPACITY PERCENTAGES, SUMMER & WINTER PEAK SEASONS
Summer Peak Ave. Wind Capacity Percentages and Total Unit Capacities
Top Twenty Peak Hours for Each year
CDR Wind Region | Panhandle |  | Coastal |  | Other
Year | Capacity Contribution Percentage | Capacity (MW) | Capacity Contribution Percentage | Capacity (MW) | Capacity Contribution Percentage | Capacity (MW) | Weighted Average of Capacity Contribution Percentage | *Avg
2019 | 0.34116 | 4197 | 0.75047 | 2811.6 | 0.22155 | 14949.9 | 0.31213
2018 | 0.25601 | 4197 | 0.52913 | 2610.6 | 0.17106 | 14289.9 | 0.23227
2017 | 0.24884 | 3171.2 | 0.62928 | 2038.4 | 0.20176 | 12241.2 | 0.26026
2016 | 0.49428 | 2126.7 | 0.73562 | 1873.4 | 0.18243 | 10447.5 | 0.30006
2015 | 0.18261 | 1476.9 | 0.52026 | 1873.4 | 0.10052 | 9563 | 0.1708
2014 | 0.21137 | 207 | 0.60037 | 1671.4 | 0.20107 | 8955.2 | 0.26287
2013 | 0.10927 | 207 | 0.76613 | 1269.7 | 0.12634 | 8955.2 | 0.20387
2012 | 0.10134 | 207 | 0.52841 | 1066.4 | 0.078319 | 8075 | 0.13017
2011 | 0.12446 | 207 | 0.65963 | 965.6 | 0.12779 | 7746.5 | 0.18529
2010 | 0.070598 | 207 | 0.2469 | 160.8 | 0.062331 | 6663.3 | 0.066795
Averages
OFFSHORE | [6 empty] | 25.51% | 2015-2019 | Decided to use more recent data.
Old EPS numbers below: | [6 empty] | 21.25% | 2010-2019
Electricity Source | Region | Peak Demand Capacity Factor | Ratio of Offshore:Onshore
onshore wind | NYISO | 0.19 | 2.1053
offshore wind | NYISO | 0.4
onshore wind | ISO-NE | 0.28 | 1.2143
offshore wind | ISO-NE | 0.34
onshore wind | PJM | 0.26 | 1.2692
offshore wind | PJM | 0.33
|  | average ratio | 1.5296
***The problem with these numbers is that PJM, NYISO, and ISO-NE all have very different patterns than Texas, and will have different peaks.
So, their offshore wind patterns might be slightl different as well, so it might not be very comparable.
for verification, we compare texas inland:coastal wind,
|  | Texas Inland | Texas Coastal | Ratio
| 2019 | 0.24777 | 0.75047 | 3.0289
| 2018 | 0.19035 | 0.52913 | 2.7798
| 2017 | 0.21145 | 0.62928 | 2.976
| 2016 | 0.23517 | 0.73562 | 3.128
| 2015 | 0.1115 | 0.52026 | 4.6659
|  |  | average | 2.9782
Texas coastal wind is actually much more aligned with peak than inland wind is.
And this effect is much more pronounced than in the PJM, NYISO, and ISO-NE regions.
So the 1.53 ratio for PJM, NYISO, and ISO-NE seems like a bad number for Texas.
It's fair to assume that coastal wind will have a similar profile as offshore wind
So, we can just use the average coastal wind capacity factor number for offshore wind.
| 2015-2019 average | 63.3%
| 2010-2019 average | 59.66%
Overall takeaways vs. the US
Texas onshore wind has a similar alignment with peak demand as the rest of the US.
However, the solar and offshore (i.e., coastal) alignment is much better in Texas

## Calculations
Seasonal Peak Month
Balancing Area | Reliability Area | Summer | Winter
CAISO | WECC | July | December
ERCOT | TRE | August | January
MISO | MISO | August | January
SPP | SPP | July | January
NYISO | NPCC | July | January
ISO-NE | NPCC | July | January
Peak Month Capacity Factors (most recent year)
Balancing Area | Electricity Source | Summer | Winter | Annual Load
CAISO | solar pv | 39% | 0% | 214955
ERCOT | solar pv | 76.32% | 6.862% | 373761.9554
MISO | solar pv | 50% |  | 730209.6
SPP | solar pv | 60.7% |  | 259340.6
NYISO | solar pv |  |  | 155848
ISO-NE | solar pv |  |  | 141514
PJM | solar pv | 60% |  | 823890
CAISO | onshore wind | 23% | 13% | 214955
ERCOT | onshore wind | 26.93% | 27.08% | 373761.9554
MISO | onshore wind | 16.6% |  | 730209.6
SPP | onshore wind | 28% |  | 259340.6
NYISO | onshore wind | 19% | 37% | 155848
ISO-NE | onshore wind | 15% | 30% | 141514
PJM | onshore wind | 17.6% |  | 823890
CAISO | solar thermal | 39% | 0% | 214955
ERCOT | solar thermal |  |  | 373761.9554
MISO | solar thermal |  |  | 730209.6
SPP | solar thermal |  |  | 259340.6
NYISO | solar thermal |  |  | 155848
ISO-NE | solar thermal |  |  | 141514
CAISO | biomass | 87% | 86% | 214955
ERCOT | biomass |  |  | 373761.9554
MISO | biomass |  |  | 730209.6
SPP | biomass |  |  | 259340.6
NYISO | biomass |  |  | 155848
ISO-NE | biomass |  |  | 141514
CAISO | geothermal | 84% | 95% | 214955
ERCOT | geothermal |  |  | 373761.9554
MISO | geothermal |  |  | 730209.6
SPP | geothermal |  |  | 259340.6
NYISO | geothermal |  |  | 155848
ISO-NE | geothermal |  |  | 141514
CAISO | hydro | 73% | 64% | 214955
ERCOT | hydro |  |  | 373761.9554
MISO | hydro |  |  | 730209.6
SPP | hydro |  |  | 259340.6
NYISO | hydro |  |  | 155848
ISO-NE | hydro |  |  | 141514
NYISO | offshore wind | 39% | 61% | 155848
ISO-NE | offshore wind | 24% | 63% | 141514
Annual Load (2019)
CAISO | 214955
ERCOT | 373761.9554
MISO | 730209.6
SPP | 259340.6
NYISO | 155848
PJM | 823890
ISO-NE | 141514

## EIA860_NEW
2018 Form EIA-860 Data - Schedule 3, 'Generator Data' (Operable Units Only)
Utility ID | Utility Name | Plant Code | Plant Name | State | County | Generator ID | Technology | Prime Mover | Unit Code | Ownership | Duct Burners | Can Bypass Heat Recovery Steam Generator? | RTO/ISO LMP Node Designation | RTO/ISO Location Designation for Reporting Wholesale Sales Data to FERC | Nameplate Capacity (MW) | Nameplate Power Factor | Summer Capacity (MW) | Winter Capacity (MW) | Minimum Load (MW) | Uprate or Derate Completed During Year | Month Uprate or Derate Completed | Year Uprate or Derate Completed | Status | Synchronized to Transmission Grid | Operating Month | Operating Year | Planned Retirement Month | Planned Retirement Year | Associated with Combined Heat and Power System | Sector Name | Sector | Topping or Bottoming | Energy Source 1 | summer | winter
58700 | Port Arthur Steam Energy LP | 58823 | Port Arthur Steam Energy | TX | Jefferson | STG | All Other | ST |  | S | X | X |  |  | 5 | 0.85 | 5 | 5 | 0.4 | N |  |  | OP | X | 9 | 2005 |  |  | Y | IPP CHP | 3 | B | WH | 1 | 1
58749 | PCI Nitrogen LLC | 58870 | Rentech Nitrogen Pasadena Cogeneration | TX | Harris | MG202 | All Other | ST |  | S | X | X |  |  | 15.4 | 0.85 | 14 | 14.2 | 0 | N |  |  | OP | X | 3 | 2015 |  |  | Y | IPP CHP | 3 | B | WH | 0.90909 | 0.92208
56272 | Duke Energy DEGS Notrees | 56961 | Notrees Windpower | TX | Ector | BATT | Batteries | BA |  | J | X | X |  |  | 36 |  | 36 | 36 | 0 | N |  |  | OP | X | 12 | 2012 |  |  | N | IPP Non-CHP | 2 | X | MWH | 1 | 1
56215 | E ON Climate Renewables N America LLC | 56981 | Pyron Wind Farm LLC | TX | Fisher | PYRBT | Batteries | BA |  | S | X | X |  |  | 9.9 |  | 9.9 | 9.9 | 0 | N |  |  | OP | X | 1 | 2018 |  |  | N | IPP Non-CHP | 2 | X | MWH | 1 | 1
56215 | E ON Climate Renewables N America LLC | 56984 | Inadale Wind Farm LLC | TX | Nolan | INABT | Batteries | BA |  | S | X | X | IND_INADALE1 | IND_INADALE1 | 9.9 |  | 9.9 | 9.9 | 0 | N |  |  | OP | X | 1 | 2018 |  |  | N | IPP Non-CHP | 2 | X | MWH | 1 | 1
58489 | OCI Solar Power | 58537 | OCI Alamo Solar I | TX | Bexar | ASTRO | Batteries | BA |  | S | X | X |  |  | 1 |  | 1 | 1 | 0.3 | N |  |  | OP | X | 8 | 2016 |  |  | N | IPP Non-CHP | 2 | X | MWH | 1 | 1
50174 | Electric Transmission Texas LLC | 60506 | ETT Presidio NaS Battery | TX | Presidio | BOB | Batteries | BA |  | S | X | X |  |  | 4 |  | 4 | 4 | 0 | N |  |  | OP | X | 3 | 2010 |  |  | N | IPP Non-CHP | 2 | X | MWH | 1 | 1
60409 | Blue Summit Storage, LLC | 60690 | Blue Summit Storage, LLC | TX | Wilbarger | WBSS | Batteries | BA |  | S | X | X |  |  | 30 |  | 30 | 30 | 0 | N |  |  | OP | X | 8 | 2017 |  |  | N | IPP Non-CHP | 2 | X | MWH | 1 | 1
54888 | NRG Texas Power LLC | 61362 | NRG Elbow Creek Energy Storage Project | TX | Howard | ECBS | Batteries | BA |  | S | X | X | RN_TOSBATT | RN_TOSBATT | 2 |  | 2 | 2 | 0 | N |  |  | OP | X | 11 | 2017 |  |  | N | IPP Non-CHP | 2 | X | MWH | 1 | 1 |  | summer | winter
1015 | Austin Energy | 61741 | Kingsberry Energy Storage System | TX | Travis | KBESS | Batteries | BA |  | S | X | X | LZ_AEN | LZ_AEN | 1.5 |  | 1.5 | 1.5 | 0 | N |  |  | OP | X | 9 | 2018 |  |  | N | Electric Utility | 1 | X | MWH | 1 | 1 | hydro | 0.92218 | 0.92218
7751 | Guadalupe Blanco River Authority | 791 | Canyon | TX | Comal | 1 | Conventional Hydroelectric | HY |  | S | X | X |  |  | 3 | 0.9 | 3 | 3 | 1 | N |  |  | OP | X | 1 | 1989 |  |  | N | Electric Utility | 1 | X | WAT | 1 | 1 | NG nonpeaker | 0.8803 | 0.94533
7751 | Guadalupe Blanco River Authority | 791 | Canyon | TX | Comal | 2 | Conventional Hydroelectric | HY |  | S | X | X |  |  | 3 | 0.9 | 3 | 3 | 1 | N |  |  | OP | X | 1 | 1989 |  |  | N | Electric Utility | 1 | X | WAT | 1 | 1 | hard coal | 0.93935 | 0.94089
6958 | City of Garland - (TX) | 794 | Lewisville | TX | Denton | 1 | Conventional Hydroelectric | HY |  | S | X | X |  |  | 2.8 | 0.9 | 2 | 2 | 0.5 | N |  |  | OP | X | 1 | 1992 |  |  | N | Electric Utility | 1 | X | WAT | 0.71429 | 0.71429 | lignite | 0.9549 | 0.96247
54683 | Maverick Cty Water Control & Improvement | 3437 | Eagle Pass | TX | Maverick | 1 | Conventional Hydroelectric | HY |  | S | X | X |  |  | 3.2 | 1 | 2 | 2 | 0.1 | N |  |  | OP | X | 8 | 1932 |  |  | N | IPP Non-CHP | 2 | X | WAT | 0.625 | 0.625 | NG peaker | 0.89825 | 0.92891
54683 | Maverick Cty Water Control & Improvement | 3437 | Eagle Pass | TX | Maverick | 2 | Conventional Hydroelectric | HY |  | S | X | X |  |  | 3.2 | 1 | 2 | 2 | 0.1 | N |  |  | OP | X | 8 | 1932 |  |  | N | IPP Non-CHP | 2 | X | WAT | 0.625 | 0.625 | nuclear | 0.9664 | 0.97874
54683 | Maverick Cty Water Control & Improvement | 3437 | Eagle Pass | TX | Maverick | 3 | Conventional Hydroelectric | HY |  | S | X | X |  |  | 3.2 | 1 | 2 | 2 | 0.1 | N |  |  | OP | X | 8 | 1932 |  |  | N | IPP Non-CHP | 2 | X | WAT | 0.625 | 0.625 | solar PV | 0.99431 | 0.98191
7751 | Guadalupe Blanco River Authority | 3581 | Abbott TP 3 | TX | Guadalupe | 1 | Conventional Hydroelectric | HY |  | S | X | X |  |  | 1.4 | 0.8 | 1.4 | 1.4 | 1.1 | N |  |  | OP | X | 1 | 1927 |  |  | N | Electric Utility | 1 | X | WAT | 1 | 1 | wind | 1.0017 | 1.0017
7751 | Guadalupe Blanco River Authority | 3581 | Abbott TP 3 | TX | Guadalupe | 2 | Conventional Hydroelectric | HY |  | S | X | X |  |  | 1.4 | 0.8 | 1.4 | 1.4 | 1.1 | N |  |  | OP | X | 1 | 1927 |  |  | N | Electric Utility | 1 | X | WAT | 1 | 1 | petrol liq | 0.89744 | 0.89744
7751 | Guadalupe Blanco River Authority | 3582 | Dunlap TP 1 | TX | Guadalupe | 1 | Conventional Hydroelectric | HY |  | S | X | X |  |  | 1.8 | 0.8 | 1.8 | 1.8 | 1.7 | N |  |  | OP | X | 1 | 1927 |  |  | N | Electric Utility | 1 | X | WAT | 1 | 1 | biomass | 0.90453 | 0.90453
7751 | Guadalupe Blanco River Authority | 3582 | Dunlap TP 1 | TX | Guadalupe | 2 | Conventional Hydroelectric | HY |  | S | X | X |  |  | 1.8 | 0.8 | 1.8 | 1.8 | 1.7 | N |  |  | OP | X | 1 | 1927 |  |  | N | Electric Utility | 1 | X | WAT | 1 | 1
7751 | Guadalupe Blanco River Authority | 3583 | H 4 | TX | Gonzales | 1 | Conventional Hydroelectric | HY |  | S | X | X |  |  | 2.4 | 0.8 | 2.4 | 2.4 | 0.5 | N |  |  | OP | X | 1 | 1931 |  |  | N | Electric Utility | 1 | X | WAT | 1 | 1
7751 | Guadalupe Blanco River Authority | 3584 | H 5 | TX | Gonzales | 1 | Conventional Hydroelectric | HY |  | S | X | X |  |  | 2.4 | 0.8 | 2.4 | 2.4 | 0.5 | N |  |  | OP | X | 1 | 1931 |  |  | N | Electric Utility | 1 | X | WAT | 1 | 1
7751 | Guadalupe Blanco River Authority | 3585 | Nolte | TX | Guadalupe | 1 | Conventional Hydroelectric | HY |  | S | X | X |  |  | 1.2 | 0.8 | 1.2 | 1.2 | 0.6 | N |  |  | OP | X | 1 | 1927 |  |  | N | Electric Utility | 1 | X | WAT | 1 | 1
7751 | Guadalupe Blanco River Authority | 3585 | Nolte | TX | Guadalupe | 2 | Conventional Hydroelectric | HY |  | S | X | X |  |  | 1.2 | 0.8 | 1.2 | 1.2 | 0.6 | N |  |  | OP | X | 1 | 1927 |  |  | N | Electric Utility | 1 | X | WAT | 1 | 1
7751 | Guadalupe Blanco River Authority | 3586 | TP 4 | TX | Guadalupe | 1 | Conventional Hydroelectric | HY |  | S | X | X |  |  | 2.4 | 0.8 | 2.4 | 2.4 | 0.5 | N |  |  | OP | X | 1 | 1932 |  |  | N | Electric Utility | 1 | X | WAT | 1 | 1
11269 | Lower Colorado River Authority | 3594 | Austin | TX | Travis | 1 | Conventional Hydroelectric | HY |  | S | X | X |  |  | 9 | 1 | 8.2 | 8.2 | 7 | N |  |  | OP | X | 4 | 1940 |  |  | N | Electric Utility | 1 | X | WAT | 0.91111 | 0.91111
11269 | Lower Colorado River Authority | 3594 | Austin | TX | Travis | 2 | Conventional Hydroelectric | HY |  | S | X | X |  |  | 9 | 1 | 8.8 | 8.8 | 7 | N |  |  | OP | X | 4 | 1940 |  |  | N | Electric Utility | 1 | X | WAT | 0.97778 | 0.97778
11269 | Lower Colorado River Authority | 3595 | Buchanan Dam (TX) | TX | Llano | 1 | Conventional Hydroelectric | HY |  | S | X | X |  |  | 18.3 | 1 | 18.3 | 18.3 | 11 | N |  |  | OP | X | 1 | 1938 |  |  | N | Electric Utility | 1 | X | WAT | 1 | 1
11269 | Lower Colorado River Authority | 3595 | Buchanan Dam (TX) | TX | Llano | 2 | Conventional Hydroelectric | HY |  | S | X | X |  |  | 18.3 | 1 | 18.3 | 18.3 | 11 | N |  |  | OP | X | 1 | 1938 |  |  | N | Electric Utility | 1 | X | WAT | 1 | 1
11269 | Lower Colorado River Authority | 3595 | Buchanan Dam (TX) | TX | Llano | 3 | Conventional Hydroelectric | HY |  | S | X | X |  |  | 18.3 | 1 | 18.3 | 18.3 | 11 | N |  |  | OP | X | 5 | 1950 |  |  | N | Electric Utility | 1 | X | WAT | 1 | 1
11269 | Lower Colorado River Authority | 3597 | Granite Shoals | TX | Burnet | 1 | Conventional Hydroelectric | HY |  | S | X | X |  |  | 27 | 0.9 | 27 | 27 | 23 | N |  |  | OP | X | 6 | 1951 |  |  | N | Electric Utility | 1 | X | WAT | 1 | 1
11269 | Lower Colorado River Authority | 3597 | Granite Shoals | TX | Burnet | 2 | Conventional Hydroelectric | HY |  | S | X | X |  |  | 27 | 0.9 | 27 | 27 | 23 | N |  |  | OP | X | 8 | 1951 |  |  | N | Electric Utility | 1 | X | WAT | 1 | 1
11269 | Lower Colorado River Authority | 3598 | Inks | TX | Burnet | 1 | Conventional Hydroelectric | HY |  | S | X | X |  |  | 15 | 1 | 13.8 | 13.8 | 7 | N |  |  | OP | X | 1 | 1938 |  |  | N | Electric Utility | 1 | X | WAT | 0.92 | 0.92
11269 | Lower Colorado River Authority | 3599 | Marble Falls | TX | Burnet | 1 | Conventional Hydroelectric | HY |  | S | X | X |  |  | 19.8 | 0.9 | 19.8 | 19.8 | 9 | N |  |  | OP | X | 10 | 1951 |  |  | N | Electric Utility | 1 | X | WAT | 1 | 1
11269 | Lower Colorado River Authority | 3599 | Marble Falls | TX | Burnet | 2 | Conventional Hydroelectric | HY |  | S | X | X |  |  | 19.8 | 0.9 | 19.8 | 19.8 | 9 | N |  |  | OP | X | 9 | 1951 |  |  | N | Electric Utility | 1 | X | WAT | 1 | 1
11269 | Lower Colorado River Authority | 3600 | Marshall Ford | TX | Travis | 1 | Conventional Hydroelectric | HY |  | S | X | X |  |  | 36 | 1 | 36 | 36 | 15 | N |  |  | OP | X | 1 | 1941 |  |  | N | Electric Utility | 1 | X | WAT | 1 | 1
11269 | Lower Colorado River Authority | 3600 | Marshall Ford | TX | Travis | 2 | Conventional Hydroelectric | HY |  | S | X | X |  |  | 36 | 1 | 36 | 36 | 20 | N |  |  | OP | X | 1 | 1941 |  |  | N | Electric Utility | 1 | X | WAT | 1 | 1
11269 | Lower Colorado River Authority | 3600 | Marshall Ford | TX | Travis | 3 | Conventional Hydroelectric | HY |  | S | X | X |  |  | 36 | 1 | 36 | 36 | 15 | N |  |  | OP | X | 1 | 1941 |  |  | N | Electric Utility | 1 | X | WAT | 1 | 1
9339 | International Bound & Wtr Comm | 6128 | Amistad Dam & Power | TX | Val Verde | 1 | Conventional Hydroelectric | HY |  | S | X | X |  |  | 33 | 0.9 | 29 | 29 | 29 | N |  |  | OP | X | 6 | 1983 |  |  | N | Electric Utility | 1 | X | WAT | 0.87879 | 0.87879
9339 | International Bound & Wtr Comm | 6128 | Amistad Dam & Power | TX | Val Verde | 2 | Conventional Hydroelectric | HY |  | S | X | X |  |  | 33 | 0.9 | 29 | 29 | 27 | N |  |  | OP | X | 10 | 1983 |  |  | N | Electric Utility | 1 | X | WAT | 0.87879 | 0.87879
9339 | International Bound & Wtr Comm | 6410 | Falcon Dam & Power | TX | Starr | 1 | Conventional Hydroelectric | HY |  | S | X | X |  |  | 10.5 | 0.9 | 10.5 | 10.5 | 3 | N |  |  | OP | X | 10 | 1954 |  |  | N | Electric Utility | 1 | X | WAT | 1 | 1
9339 | International Bound & Wtr Comm | 6410 | Falcon Dam & Power | TX | Starr | 2 | Conventional Hydroelectric | HY |  | S | X | X |  |  | 10.5 | 0.9 | 10 | 10 | 3 | N |  |  | OP | X | 10 | 1954 |  |  | N | Electric Utility | 1 | X | WAT | 0.95238 | 0.95238
9339 | International Bound & Wtr Comm | 6410 | Falcon Dam & Power | TX | Starr | 3 | Conventional Hydroelectric | HY |  | S | X | X |  |  | 10.5 | 0.9 | 10 | 10 | 3 | N |  |  | OP | X | 10 | 1954 |  |  | N | Electric Utility | 1 | X | WAT | 0.95238 | 0.95238
19449 | USACE-Fort Worth District | 6413 | Sam Rayburn Dam | TX | Jasper | 1 | Conventional Hydroelectric | HY |  | S | X | X |  |  | 26 | 0.95 | 26 | 26 | 10 | N |  |  | OP | X | 9 | 1965 |  |  | N | Electric Utility | 1 | X | WAT | 1 | 1
19449 | USACE-Fort Worth District | 6413 | Sam Rayburn Dam | TX | Jasper | 2 | Conventional Hydroelectric | HY |  | S | X | X |  |  | 26 | 0.95 | 26 | 26 | 10 | N |  |  | OP | X | 9 | 1965 |  |  | N | Electric Utility | 1 | X | WAT | 1 | 1
19449 | USACE-Fort Worth District | 6414 | Whitney | TX | Bosque | 1 | Conventional Hydroelectric | HY |  | S | X | X |  |  | 20.9 | 0.9 | 21 | 21 | 1 | N |  |  | OP | X | 6 | 1953 |  |  | N | Electric Utility | 1 | X | WAT | 1.0048 | 1.0048
19449 | USACE-Fort Worth District | 6414 | Whitney | TX | Bosque | 2 | Conventional Hydroelectric | HY |  | S | X | X |  |  | 20.9 | 0.9 | 21 | 21 | 1 | N |  |  | OP | X | 6 | 1953 |  |  | N | Electric Utility | 1 | X | WAT | 1.0048 | 1.0048
27470 | USCE-Tulsa District | 6416 | Denison | TX | Grayson | 1 | Conventional Hydroelectric | HY |  | S | X | X |  |  | 50.8 | 0.95 | 40 | 40 | 25 | N |  |  | OP | X | 3 | 1945 |  |  | N | Electric Utility | 1 | X | WAT | 0.7874 | 0.7874
27470 | USCE-Tulsa District | 6416 | Denison | TX | Grayson | 2 | Conventional Hydroelectric | HY |  | S | X | X |  |  | 50.8 | 0.95 | 40 | 40 | 25 | N |  |  | OP | X | 9 | 1949 |  |  | N | Electric Utility | 1 | X | WAT | 0.7874 | 0.7874
55937 | Entergy Texas Inc. | 6595 | Toledo Bend | TX | Newton | 1 | Conventional Hydroelectric | HY |  | J | X | X | EES.TOL_BEND1 |  | 40.5 | 0.95 | 40 | 40 | 32 | N |  |  | OP | X | 2 | 1969 |  |  | N | Electric Utility | 1 | X | WAT | 0.98765 | 0.98765
55937 | Entergy Texas Inc. | 6595 | Toledo Bend | TX | Newton | 2 | Conventional Hydroelectric | HY |  | J | X | X | EES.TOL_BEND2 |  | 40.5 | 0.95 | 40 | 40 | 32 | N |  |  | OP | X | 2 | 1969 |  |  | N | Electric Utility | 1 | X | WAT | 0.98765 | 0.98765
19449 | USACE-Fort Worth District | 7200 | Robert D Willis | TX | Jasper | 1 | Conventional Hydroelectric | HY |  | S | X | X |  |  | 4 | 0.9 | 4 | 4 | 0.5 | N |  |  | OS | X | 12 | 1989 |  |  | N | Electric Utility | 1 | X | WAT | 1 | 1
19449 | USACE-Fort Worth District | 7200 | Robert D Willis | TX | Jasper | 2 | Conventional Hydroelectric | HY |  | S | X | X |  |  | 4 | 0.9 | 4 | 4 | 0.5 | N |  |  | OS | X | 12 | 1989 |  |  | N | Electric Utility | 1 | X | WAT | 1 | 1
7370 | City of Gonzales - (TX) | 7394 | Gonzales Hydro Plant | TX | Gonzales | 1 | Conventional Hydroelectric | HY |  | S | X | X |  |  | 0.5 | 0.8 | 0.3 | 0.3 | 0.2 | N |  |  | OS | X | 1 | 1984 |  |  | N | Electric Utility | 1 | X | WAT | 0.6 | 0.6
7370 | City of Gonzales - (TX) | 7394 | Gonzales Hydro Plant | TX | Gonzales | 2 | Conventional Hydroelectric | HY |  | S | X | X |  |  | 0.5 | 0.8 | 0.3 | 0.3 | 0.2 | N |  |  | OS | X | 1 | 1984 |  |  | N | Electric Utility | 1 | X | WAT | 0.6 | 0.6
7370 | City of Gonzales - (TX) | 7394 | Gonzales Hydro Plant | TX | Gonzales | 3 | Conventional Hydroelectric | HY |  | S | X | X |  |  | 0.5 | 0.8 | 0.3 | 0.3 | 0.2 | N |  |  | OS | X | 1 | 1984 |  |  | N | Electric Utility | 1 | X | WAT | 0.6 | 0.6
15474 | Public Service Co of Oklahoma | 127 | Oklaunion | TX | Wilbarger | 1 | Conventional Steam Coal | ST |  | J | X | X |  |  | 720 | 0.9 | 650 | 650 | 215 | N |  |  | OP | X | 12 | 1986 |  |  | N | Electric Utility | 1 | X | SUB | 0.90278 | 0.90278
54888 | NRG Texas Power LLC | 298 | Limestone | TX | Limestone | 1 | Conventional Steam Coal | ST |  | S | X | X | LEG_LEG_G1 | LEG_LEG_G1 | 893 | 0.94 | 831 | 831 | 300 | N |  |  | OP | X | 12 | 1985 |  |  | N | IPP Non-CHP | 2 | X | SUB | 0.93057 | 0.93057
54888 | NRG Texas Power LLC | 298 | Limestone | TX | Limestone | 2 | Conventional Steam Coal | ST |  | S | X | X | LEG_LEG_G2 | LEG_LEG_G2 | 956.8 | 0.92 | 858 | 858 | 300 | N |  |  | OP | X | 12 | 1986 |  |  | N | IPP Non-CHP | 2 | X | SUB | 0.89674 | 0.89674
54888 | NRG Texas Power LLC | 3470 | W A Parish | TX | Fort Bend | 5 | Conventional Steam Coal | ST |  | S | X | X | WAP_WAP_G5 | WAP_WAP_G5 | 734.1 | 0.9 | 659 | 659 | 175 | N |  |  | OP | X | 12 | 1977 |  |  | N | IPP Non-CHP | 2 | X | SUB | 0.8977 | 0.8977
54888 | NRG Texas Power LLC | 3470 | W A Parish | TX | Fort Bend | 6 | Conventional Steam Coal | ST |  | S | X | X | WAP_WAP_G6 | WAP_WAP_G6 | 734.1 | 0.9 | 653 | 653 | 175 | N |  |  | OP | X | 12 | 1978 |  |  | N | IPP Non-CHP | 2 | X | SUB | 0.88952 | 0.88952
54888 | NRG Texas Power LLC | 3470 | W A Parish | TX | Fort Bend | 7 | Conventional Steam Coal | ST |  | S | X | X | WAP_WAP_G7 | WAP_WAP_G7 | 614.6 | 0.87 | 577 | 577 | 175 | N |  |  | OP | X | 6 | 1980 |  |  | N | IPP Non-CHP | 2 | X | SUB | 0.93882 | 0.93882
54888 | NRG Texas Power LLC | 3470 | W A Parish | TX | Fort Bend | 8 | Conventional Steam Coal | ST |  | S | X | X | WAP_WAP_G8 | WAP_WAP_G8 | 654 | 0.87 | 610 | 610 | 175 | N |  |  | OP | X | 12 | 1982 |  |  | N | IPP Non-CHP | 2 | X | SUB | 0.93272 | 0.93272
18715 | Texas Municipal Power Agency | 6136 | Gibbons Creek | TX | Grimes | 1 | Conventional Steam Coal | ST |  | S | X | X | GIB_GIB_CRG1 |  | 453.5 | 0.9 | 470 | 470 | 150 | N |  |  | OP | X | 10 | 1983 | 10 | 2023 | N | Electric Utility | 1 | X | SUB | 1.0364 | 1.0364
17698 | Southwestern Electric Power Co | 6139 | Welsh | TX | Titus | 1 | Conventional Steam Coal | ST |  | S | X | X |  |  | 558 | 0.9 | 528 | 528 | 150 | N |  |  | OP | X | 3 | 1977 |  |  | N | Electric Utility | 1 | X | SUB | 0.94624 | 0.94624
17698 | Southwestern Electric Power Co | 6139 | Welsh | TX | Titus | 3 | Conventional Steam Coal | ST |  | S | X | X |  |  | 558 | 0.9 | 528 | 528 | 150 | N |  |  | OP | X | 3 | 1982 |  |  | N | Electric Utility | 1 | X | SUB | 0.94624 | 0.94624
55983 | Luminant Generation Company LLC | 6146 | Martin Lake | TX | Rusk | 1 | Conventional Steam Coal | ST |  | S | X | X |  |  | 793.2 | 0.95 | 800 | 815 | 220 | N |  |  | OP | X | 5 | 1977 |  |  | N | IPP Non-CHP | 2 | X | LIG | 1.0086 | 1.0275
55983 | Luminant Generation Company LLC | 6146 | Martin Lake | TX | Rusk | 2 | Conventional Steam Coal | ST |  | S | X | X |  |  | 793.2 | 0.95 | 805 | 820 | 220 | N |  |  | OP | X | 5 | 1978 |  |  | N | IPP Non-CHP | 2 | X | LIG | 1.0149 | 1.0338
55983 | Luminant Generation Company LLC | 6146 | Martin Lake | TX | Rusk | 3 | Conventional Steam Coal | ST |  | S | X | X |  |  | 793.2 | 0.95 | 805 | 820 | 230 | N |  |  | OP | X | 4 | 1979 |  |  | N | IPP Non-CHP | 2 | X | LIG | 1.0149 | 1.0338
56570 | Coleto Creek Power LP | 6178 | Coleto Creek | TX | Goliad | 1 | Conventional Steam Coal | ST |  | W | X | X |  |  | 622.4 | 0.9 | 648 | 648 | 350 | N |  |  | OP | X | 6 | 1980 |  |  | N | IPP Non-CHP | 2 | X | SUB | 1.0411 | 1.0411
11269 | Lower Colorado River Authority | 6179 | Fayette Power Project | TX | Fayette | 1 | Conventional Steam Coal | ST |  | J | X | X |  |  | 615 | 0.9 | 590 | 598 | 156 | N |  |  | OP | X | 6 | 1979 |  |  | N | Electric Utility | 1 | X | SUB | 0.95935 | 0.97236
11269 | Lower Colorado River Authority | 6179 | Fayette Power Project | TX | Fayette | 2 | Conventional Steam Coal | ST |  | J | X | X |  |  | 615 | 0.9 | 590 | 598 | 156 | N |  |  | OP | X | 5 | 1980 |  |  | N | Electric Utility | 1 | X | SUB | 0.95935 | 0.97236
11269 | Lower Colorado River Authority | 6179 | Fayette Power Project | TX | Fayette | 3 | Conventional Steam Coal | ST |  | S | X | X |  |  | 460 | 0.9 | 435 | 440 | 180 | N |  |  | OP | X | 4 | 1988 |  |  | N | Electric Utility | 1 | X | SUB | 0.94565 | 0.95652
55983 | Luminant Generation Company LLC | 6180 | Oak Grove (TX) | TX | Robertson | OG1 | Conventional Steam Coal | ST |  | S | X | X |  |  | 916.8 | 0.96 | 840 | 840 | 348 | N |  |  | OP | X | 4 | 2010 |  |  | N | IPP Non-CHP | 2 | X | LIG | 0.91623 | 0.91623
55983 | Luminant Generation Company LLC | 6180 | Oak Grove (TX) | TX | Robertson | OG2 | Conventional Steam Coal | ST |  | S | X | X |  |  | 878.6 | 0.92 | 825 | 825 | 455 | N |  |  | OP | X | 4 | 2011 |  |  | N | IPP Non-CHP | 2 | X | LIG | 0.93899 | 0.93899
16604 | City of San Antonio - (TX) | 6181 | J T Deely | TX | Bexar | 1 | Conventional Steam Coal | ST |  | S | X | X | CALAVER_JTD1 | CALAVER_JTD1 | 486 | 0.9 | 420 | 420 | 125 | N |  |  | OS | X | 8 | 1977 | 12 | 2024 | N | Electric Utility | 1 | X | SUB | 0.8642 | 0.8642
16604 | City of San Antonio - (TX) | 6181 | J T Deely | TX | Bexar | 2 | Conventional Steam Coal | ST |  | S | X | X | CALAVER_JTD2 | CALAVER_JTD2 | 446 | 0.9 | 420 | 420 | 125 | N |  |  | OS | X | 8 | 1978 | 12 | 2024 | N | Electric Utility | 1 | X | SUB | 0.9417 | 0.9417
16624 | San Miguel Electric Coop, Inc | 6183 | San Miguel | TX | Atascosa | 1 | Conventional Steam Coal | ST |  | S | X | X | SAN_SANMIGG1 | SAN_SANMIGG1 | 410 | 0.9 | 391 | 391 | 250 | N |  |  | OP | X | 1 | 1982 |  |  | N | Electric Utility | 1 | X | LIG | 0.95366 | 0.95366
17718 | Southwestern Public Service Co | 6193 | Harrington | TX | Potter | 1 | Conventional Steam Coal | ST |  | S | X | X | SPS.HARRNGTN1 | SPS.HARRNGTN1 | 360 | 0.9 | 339 | 339 | 120 | N |  |  | OP | X | 1 | 1976 | 12 | 2036 | N | Electric Utility | 1 | X | SUB | 0.94167 | 0.94167
17718 | Southwestern Public Service Co | 6193 | Harrington | TX | Potter | 2 | Conventional Steam Coal | ST |  | S | X | X | SPS.HARRNGTN2 | SPS.HARRNGTN2 | 360 | 0.9 | 339 | 339 | 120 | N |  |  | OP | X | 1 | 1978 | 12 | 2038 | N | Electric Utility | 1 | X | SUB | 0.94167 | 0.94167
17718 | Southwestern Public Service Co | 6193 | Harrington | TX | Potter | 3 | Conventional Steam Coal | ST |  | S | X | X | SPS.HARRNGTN3 | SPS.HARRNGTN3 | 360 | 0.9 | 340 | 340 | 125 | N |  |  | OP | X | 1 | 1980 | 12 | 2040 | N | Electric Utility | 1 | X | SUB | 0.94444 | 0.94444
17718 | Southwestern Public Service Co | 6194 | Tolk | TX | Lamb | 1 | Conventional Steam Coal | ST |  | S | X | X | SPS.TOLK1 | SPS.TOLK1 | 567.9 | 0.9 | 532 | 532 | 125 | N |  |  | OP | X | 1 | 1982 | 12 | 2037 | N | Electric Utility | 1 | X | SUB | 0.93678 | 0.93678
17718 | Southwestern Public Service Co | 6194 | Tolk | TX | Lamb | 2 | Conventional Steam Coal | ST |  | S | X | X | SPS.TOLK2 | SPS.TOLK2 | 567.9 | 0.9 | 535 | 535 | 125 | N |  |  | OP | X | 1 | 1985 | 12 | 2037 | N | Electric Utility | 1 | X | SUB | 0.94207 | 0.94207
56598 | Major Oak Power, LLC | 7030 | Major Oak Power | TX | Robertson | 1 | Conventional Steam Coal | ST |  | S | X | X | TNP_TNP_O_1 | TNP_TNP_O_1 | 174.6 | 0.9 | 152 | 153 | 95 | N |  |  | OP | X | 9 | 1990 |  |  | N | IPP Non-CHP | 2 | X | LIG | 0.87056 | 0.87629
56598 | Major Oak Power, LLC | 7030 | Major Oak Power | TX | Robertson | 2 | Conventional Steam Coal | ST |  | S | X | X | TNP_TNP_O_2 | TNP_TNP_O_1 | 174.6 | 0.9 | 153 | 154 | 95 | N |  |  | OP | X | 10 | 1991 |  |  | N | IPP Non-CHP | 2 | X | LIG | 0.87629 | 0.88202
16604 | City of San Antonio - (TX) | 7097 | J K Spruce | TX | Bexar | 1 | Conventional Steam Coal | ST |  | S | X | X | CALAVER_JKS1 | CALAVER_JKS1 | 566 | 0.9 | 560 | 560 | 122 | N |  |  | OP | X | 12 | 1992 |  |  | N | Electric Utility | 1 | X | SUB | 0.9894 | 0.9894
16604 | City of San Antonio - (TX) | 7097 | J K Spruce | TX | Bexar | 2 | Conventional Steam Coal | ST |  | S | X | X | CALAVER_JKS2 | CALAVER_JKS2 | 878 | 0.9 | 785 | 785 | 290 | N |  |  | OP | X | 5 | 2010 |  |  | N | Electric Utility | 1 | X | SUB | 0.89408 | 0.89408
17698 | Southwestern Electric Power Co | 7902 | Pirkey | TX | Harrison | 1 | Conventional Steam Coal | ST |  | J | X | X |  |  | 721 | 0.9 | 721 | 721 | 400 | N |  |  | OP | X | 1 | 1985 |  |  | N | Electric Utility | 1 | X | LIG | 1 | 1
55861 | Sandy Creek Energy Associates LP | 56611 | Sandy Creek Energy Station | TX | McLennan | S01 | Conventional Steam Coal | ST |  | J | X | X | SCES_UNIT1 | SCES_UNIT1 | 1008 | 0.9 | 932.6 | 932.6 | 360 | N |  |  | OP | X | 5 | 2013 |  |  | N | IPP Non-CHP | 2 | X | SUB | 0.9252 | 0.9252
1015 | Austin Energy | 61742 | System Control Center | TX | Travis | GEN1 | Flywheels | FW |  | S | X | X |  |  | 2.5 |  | 2.5 | 2.5 | 2 | N |  |  | SB | N | 6 | 2012 |  |  | N | Electric Utility | 1 | X | MWH | 1 | 1
1015 | Austin Energy | 61742 | System Control Center | TX | Travis | GEN2 | Flywheels | FW |  | S | X | X |  |  | 2.5 |  | 2.5 | 2.5 | 2 | N |  |  | SB | N | 6 | 2012 |  |  | N | Electric Utility | 1 | X | MWH | 1 | 1
54842 | WM Renewable Energy LLC | 50569 | DFW Gas Recovery | TX | Denton | GEN1 | Landfill Gas | GT |  | S | X | X | DG_BIO2 | DG_BIO2 | 3 | 0.98 | 2.9 | 3.2 | 1 | N |  |  | OP | X | 5 | 1988 |  |  | N | IPP Non-CHP | 2 | X | LFG | 0.96667 | 1.0667
54842 | WM Renewable Energy LLC | 50569 | DFW Gas Recovery | TX | Denton | GEN2 | Landfill Gas | GT |  | S | X | X | DG_BIO2 | DG_BIO2 | 3 | 0.98 | 2.9 | 3.2 | 1 | N |  |  | OP | X | 5 | 1988 |  |  | N | IPP Non-CHP | 2 | X | LFG | 0.96667 | 1.0667
54842 | WM Renewable Energy LLC | 50569 | DFW Gas Recovery | TX | Denton | GEN3 | Landfill Gas | IC |  | S | X | X | DG_BIO2 | DG_BIO2 | 1.6 | 0.98 | 1.6 | 1.6 | 0.8 | N |  |  | OP | X | 8 | 2009 |  |  | N | IPP Non-CHP | 2 | X | LFG | 1 | 1
54842 | WM Renewable Energy LLC | 50569 | DFW Gas Recovery | TX | Denton | GEN4 | Landfill Gas | IC |  | S | X | X | DG_BIO2 | DG_BIO2 | 1.6 | 0.98 | 1.6 | 1.6 | 0.8 | N |  |  | OP | X | 8 | 2009 |  |  | N | IPP Non-CHP | 2 | X | LFG | 1 | 1
54842 | WM Renewable Energy LLC | 50569 | DFW Gas Recovery | TX | Denton | GEN5 | Landfill Gas | IC |  | S | X | X | DG_BIO2 | DG_BIO2 | 1.6 | 0.98 | 1.6 | 1.6 | 0.8 | N |  |  | OP | X | 8 | 2009 |  |  | N | IPP Non-CHP | 2 | X | LFG | 1 | 1
54842 | WM Renewable Energy LLC | 50569 | DFW Gas Recovery | TX | Denton | GEN6 | Landfill Gas | IC |  | S | X | X | DG_BIO2 | DG_BIO2 | 1.6 | 0.98 | 1.6 | 1.6 | 0.8 | N |  |  | OP | X | 8 | 2009 |  |  | N | IPP Non-CHP | 2 | X | LFG | 1 | 1
56772 | TX LFG Energy, LP | 55554 | Coastal Plains | TX | Galveston | UNT1 | Landfill Gas | IC |  | S | X | X |  |  | 1.7 | 0.8 | 1.7 | 1.7 | 0.2 | N |  |  | OP | X | 3 | 2003 | 6 | 2019 | N | IPP Non-CHP | 2 | X | LFG | 1 | 1
56772 | TX LFG Energy, LP | 55554 | Coastal Plains | TX | Galveston | UNT3 | Landfill Gas | IC |  | S | X | X |  |  | 1.7 | 0.8 | 1.7 | 1.7 | 0.2 | N |  |  | OP | X | 3 | 2003 | 6 | 2019 | N | IPP Non-CHP | 2 | X | LFG | 1 | 1
56772 | TX LFG Energy, LP | 55554 | Coastal Plains | TX | Galveston | UNT4 | Landfill Gas | IC |  | S | X | X |  |  | 1.7 | 0.8 | 1.7 | 1.7 | 0.2 | N |  |  | OP | X | 3 | 2003 | 6 | 2019 | N | IPP Non-CHP | 2 | X | LFG | 1 | 1
56772 | TX LFG Energy, LP | 55556 | Security | TX | Montgomery | UNT2 | Landfill Gas | IC |  | S | X | X |  |  | 1.7 | 0.8 | 1.7 | 1.7 | 0.2 | N |  |  | OP | X | 12 | 2003 |  |  | N | IPP Non-CHP | 2 | X | LFG | 1 | 1
56772 | TX LFG Energy, LP | 55556 | Security | TX | Montgomery | UNT3 | Landfill Gas | IC |  | S | X | X |  |  | 1.7 | 0.8 | 1.7 | 1.7 | 0.2 | N |  |  | OP | X | 12 | 2003 |  |  | N | IPP Non-CHP | 2 | X | LFG | 1 | 1
55858 | EDL Inc | 56113 | Tessman Road | TX | Bexar | 1 | Landfill Gas | IC |  | S | X | X |  |  | 1.4 | 0.95 | 1.4 | 1.4 | 0.7 | N |  |  | OP | X | 5 | 2003 |  |  | N | IPP Non-CHP | 2 | X | LFG | 1 | 1
55858 | EDL Inc | 56113 | Tessman Road | TX | Bexar | 2 | Landfill Gas | IC |  | S | X | X |  |  | 1.4 | 0.95 | 1.4 | 1.4 | 0.7 | N |  |  | OP | X | 5 | 2003 |  |  | N | IPP Non-CHP | 2 | X | LFG | 1 | 1
55858 | EDL Inc | 56113 | Tessman Road | TX | Bexar | 3 | Landfill Gas | IC |  | S | X | X |  |  | 1.4 | 0.95 | 1.4 | 1.4 | 0.7 | N |  |  | OP | X | 5 | 2003 |  |  | N | IPP Non-CHP | 2 | X | LFG | 1 | 1
55858 | EDL Inc | 56113 | Tessman Road | TX | Bexar | 4 | Landfill Gas | IC |  | S | X | X |  |  | 1.4 | 0.95 | 1.4 | 1.4 | 0.7 | N |  |  | OP | X | 5 | 2003 |  |  | N | IPP Non-CHP | 2 | X | LFG | 1 | 1
55858 | EDL Inc | 56113 | Tessman Road | TX | Bexar | 5 | Landfill Gas | IC |  | S | X | X |  |  | 1.4 | 0.95 | 1.4 | 1.4 | 0.7 | N |  |  | OP | X | 5 | 2003 |  |  | N | IPP Non-CHP | 2 | X | LFG | 1 | 1
55858 | EDL Inc | 56113 | Tessman Road | TX | Bexar | 6 | Landfill Gas | IC |  | S | X | X |  |  | 1.4 | 0.95 | 1.4 | 1.4 | 0.7 | N |  |  | OP | X | 5 | 2003 |  |  | N | IPP Non-CHP | 2 | X | LFG | 1 | 1
55858 | EDL Inc | 56113 | Tessman Road | TX | Bexar | 7 | Landfill Gas | IC |  | S | X | X |  |  | 1.4 | 0.95 | 1.4 | 1.4 | 0.7 | N |  |  | OP | X | 3 | 2015 |  |  | N | IPP Non-CHP | 2 | X | LFG | 1 | 1
54842 | WM Renewable Energy LLC | 56524 | Austin Gas Recovery | TX | Travis | GEN1 | Landfill Gas | IC |  | S | X | X | DG_SPRIN_4UNITS | DG_SPRIN_4UNITS | 1.6 | 0.98 | 1.6 | 1.6 | 0.8 | N |  |  | OP | X | 10 | 2007 |  |  | N | IPP Non-CHP | 2 | X | LFG | 1 | 1
54842 | WM Renewable Energy LLC | 56524 | Austin Gas Recovery | TX | Travis | GEN2 | Landfill Gas | IC |  | S | X | X | DG_SPRIN_4UNITS | DG_SPRIN_4UNITS | 1.6 | 0.98 | 1.6 | 1.6 | 0.8 | N |  |  | OP | X | 10 | 2007 |  |  | N | IPP Non-CHP | 2 | X | LFG | 1 | 1
54842 | WM Renewable Energy LLC | 56524 | Austin Gas Recovery | TX | Travis | GEN3 | Landfill Gas | IC |  | S | X | X | DG_SPRIN_4UNITS | DG_SPRIN_4UNITS | 1.6 | 0.98 | 1.6 | 1.6 | 0.8 | N |  |  | OP | X | 10 | 2007 |  |  | N | IPP Non-CHP | 2 | X | LFG | 1 | 1
54842 | WM Renewable Energy LLC | 56524 | Austin Gas Recovery | TX | Travis | GEN4 | Landfill Gas | IC |  | S | X | X | DG_SPRIN_4UNITS | DG_SPRIN_4UNITS | 1.6 | 0.98 | 1.6 | 1.6 | 0.8 | N |  |  | OP | X | 10 | 2007 |  |  | N | IPP Non-CHP | 2 | X | LFG | 1 | 1
54842 | WM Renewable Energy LLC | 56528 | Skyline Gas Recovery | TX | Dallas | GEN1 | Landfill Gas | IC |  | S | X | X | DG_FERIS_4UNITS | DG_FERIS_4UNITS | 1.6 | 0.98 | 1.6 | 1.6 | 0.8 | N |  |  | OP | X | 6 | 2007 |  |  | N | IPP Non-CHP | 2 | X | LFG | 1 | 1
54842 | WM Renewable Energy LLC | 56528 | Skyline Gas Recovery | TX | Dallas | GEN2 | Landfill Gas | IC |  | S | X | X | DG_FERIS_4UNITS | DG_FERIS_4UNITS | 1.6 | 0.98 | 1.6 | 1.6 | 0.8 | N |  |  | OP | X | 6 | 2007 |  |  | N | IPP Non-CHP | 2 | X | LFG | 1 | 1
54842 | WM Renewable Energy LLC | 56528 | Skyline Gas Recovery | TX | Dallas | GEN3 | Landfill Gas | IC |  | S | X | X | DG_FERIS_4UNITS | DG_FERIS_4UNITS | 1.6 | 0.98 | 1.6 | 1.6 | 0.8 | N |  |  | OP | X | 6 | 2007 |  |  | N | IPP Non-CHP | 2 | X | LFG | 1 | 1
54842 | WM Renewable Energy LLC | 56528 | Skyline Gas Recovery | TX | Dallas | GEN4 | Landfill Gas | IC |  | S | X | X | DG_FERIS_4UNITS | DG_FERIS_4UNITS | 1.6 | 0.98 | 1.6 | 1.6 | 0.8 | N |  |  | OP | X | 6 | 2007 |  |  | N | IPP Non-CHP | 2 | X | LFG | 1 | 1
55858 | EDL Inc | 56864 | Covel Gardens Gas Recovery | TX | Bexar | 1 | Landfill Gas | IC |  | S | X | X |  |  | 1.6 | 0.95 | 1.6 | 1.6 | 0.7 | N |  |  | OP | X | 11 | 2005 |  |  | N | IPP Non-CHP | 2 | X | LFG | 1 | 1
55858 | EDL Inc | 56864 | Covel Gardens Gas Recovery | TX | Bexar | 2 | Landfill Gas | IC |  | S | X | X |  |  | 1.6 | 0.95 | 1.6 | 1.6 | 0.7 | N |  |  | OP | X | 11 | 2005 |  |  | N | IPP Non-CHP | 2 | X | LFG | 1 | 1
55858 | EDL Inc | 56864 | Covel Gardens Gas Recovery | TX | Bexar | 3 | Landfill Gas | IC |  | S | X | X |  |  | 1.6 | 0.95 | 1.6 | 1.6 | 0.7 | N |  |  | OP | X | 11 | 2005 |  |  | N | IPP Non-CHP | 2 | X | LFG | 1 | 1
55858 | EDL Inc | 56864 | Covel Gardens Gas Recovery | TX | Bexar | 4 | Landfill Gas | IC |  | S | X | X |  |  | 1.6 | 0.95 | 1.6 | 1.6 | 0.7 | N |  |  | OP | X | 11 | 2005 |  |  | N | IPP Non-CHP | 2 | X | LFG | 1 | 1
55858 | EDL Inc | 56864 | Covel Gardens Gas Recovery | TX | Bexar | 5 | Landfill Gas | IC |  | S | X | X |  |  | 1.6 | 0.95 | 1.6 | 1.6 | 0.7 | N |  |  | OP | X | 11 | 2005 |  |  | N | IPP Non-CHP | 2 | X | LFG | 1 | 1
55858 | EDL Inc | 56864 | Covel Gardens Gas Recovery | TX | Bexar | 6 | Landfill Gas | IC |  | S | X | X |  |  | 1.6 | 0.95 | 1.6 | 1.6 | 0.7 | N |  |  | OP | X | 11 | 2005 |  |  | N | IPP Non-CHP | 2 | X | LFG | 1 | 1
54842 | WM Renewable Energy LLC | 57020 | Westside Landfill Gas Recovery | TX | Parker | GEN1 | Landfill Gas | IC |  | S | X | X | DG_WSTHL | DG_WSTHL | 1.6 | 0.98 | 1.6 | 1.6 | 0.8 | N |  |  | OP | X | 3 | 2010 |  |  | N | IPP Non-CHP | 2 | X | LFG | 1 | 1
54842 | WM Renewable Energy LLC | 57020 | Westside Landfill Gas Recovery | TX | Parker | GEN2 | Landfill Gas | IC |  | S | X | X | DG_WSTHL | DG_WSTHL | 1.6 | 0.98 | 1.6 | 1.6 | 0.8 | N |  |  | OP | X | 3 | 2010 |  |  | N | IPP Non-CHP | 2 | X | LFG | 1 | 1
54842 | WM Renewable Energy LLC | 57020 | Westside Landfill Gas Recovery | TX | Parker | GEN3 | Landfill Gas | IC |  | S | X | X | DG_WSTHL | DG_WSTHL | 1.6 | 0.98 | 1.6 | 1.6 | 0.8 | N |  |  | OP | X | 3 | 2010 |  |  | N | IPP Non-CHP | 2 | X | LFG | 1 | 1
56351 | Denton Power LLC | 57071 | Denton Power LLC | TX | Denton | 1 | Landfill Gas | IC |  | S | X | X | n/a | n/a | 1.6 | 0.8 | 1.6 | 1.6 | 1.1 | N |  |  | OP | X | 12 | 2008 |  |  | N | IPP Non-CHP | 2 | X | LFG | 1 | 1
54842 | WM Renewable Energy LLC | 57165 | Farmers Branch Renewable Energy Facility | TX | Denton | GEN1 | Landfill Gas | IC |  | S | X | X | COSERV | COSERV | 1.6 | 0.98 | 1.6 | 1.6 | 0.8 | N |  |  | OP | X | 1 | 2011 |  |  | N | IPP Non-CHP | 2 | X | LFG | 1 | 1
54842 | WM Renewable Energy LLC | 57165 | Farmers Branch Renewable Energy Facility | TX | Denton | GEN2 | Landfill Gas | IC |  | S | X | X | COSERV | COSERV | 1.6 | 0.98 | 1.6 | 1.6 | 0.8 | N |  |  | OP | X | 1 | 2011 |  |  | N | IPP Non-CHP | 2 | X | LFG | 1 | 1
54842 | WM Renewable Energy LLC | 57167 | Mesquite Creek LFGTE Project | TX | Comal | GEN1 | Landfill Gas | IC |  | S | X | X | ZONAL | ZONAL | 1.6 | 0.98 | 1.6 | 1.6 | 0.8 | N |  |  | OP | X | 12 | 2010 |  |  | N | IPP Non-CHP | 2 | X | LFG | 1 | 1
54842 | WM Renewable Energy LLC | 57167 | Mesquite Creek LFGTE Project | TX | Comal | GEN2 | Landfill Gas | IC |  | S | X | X | ZONAL | ZONAL | 1.6 | 0.98 | 1.6 | 1.6 | 0.8 | N |  |  | OP | X | 12 | 2010 |  |  | N | IPP Non-CHP | 2 | X | LFG | 1 | 1
58811 | Ameresco Dallas LLC | 58946 | Ameresco Dallas LLC | TX | Dallas | ENG1 | Landfill Gas | IC |  | S | X | X |  |  | 1.4 | 1 | 1.4 | 1.4 | 0.7 | N |  |  | OP | X | 2 | 2011 |  |  | N | IPP Non-CHP | 2 | X | LFG | 1 | 1
58811 | Ameresco Dallas LLC | 58946 | Ameresco Dallas LLC | TX | Dallas | ENG2 | Landfill Gas | IC |  | S | X | X |  |  | 1.4 | 1 | 1.4 | 1.4 | 0.7 | N |  |  | OP | X | 2 | 2011 |  |  | N | IPP Non-CHP | 2 | X | LFG | 1 | 1
58811 | Ameresco Dallas LLC | 58946 | Ameresco Dallas LLC | TX | Dallas | ENG3 | Landfill Gas | IC |  | S | X | X |  |  | 1.4 | 1 | 1.4 | 1.4 | 0.7 | N |  |  | OP | X | 2 | 2011 |  |  | N | IPP Non-CHP | 2 | X | LFG | 1 | 1
59414 | Nelson Gardens Energy, LLC | 59649 | Nelson Gardens Landfill Gas to Energy | TX | Bexar | UNIT1 | Landfill Gas | IC |  | S | X | X |  |  | 1.1 | 1 | 1.1 | 1.1 | 0.5 | N |  |  | OP | X | 4 | 2014 |  |  | N | IPP Non-CHP | 2 | X | LFG | 1 | 1
59414 | Nelson Gardens Energy, LLC | 59649 | Nelson Gardens Landfill Gas to Energy | TX | Bexar | UNIT2 | Landfill Gas | IC |  | S | X | X |  |  | 1.1 | 1 | 1.1 | 1.1 | 0.5 | N |  |  | OP | X | 4 | 2014 |  |  | N | IPP Non-CHP | 2 | X | LFG | 1 | 1
59414 | Nelson Gardens Energy, LLC | 59649 | Nelson Gardens Landfill Gas to Energy | TX | Bexar | UNIT3 | Landfill Gas | IC |  | S | X | X |  |  | 1.1 | 1 | 1.1 | 1.1 | 0.5 | N |  |  | OP | X | 4 | 2014 |  |  | N | IPP Non-CHP | 2 | X | LFG | 1 | 1
59414 | Nelson Gardens Energy, LLC | 59649 | Nelson Gardens Landfill Gas to Energy | TX | Bexar | UNIT4 | Landfill Gas | IC |  | S | X | X |  |  | 1.1 | 1 | 1.1 | 1.1 | 0.5 | N |  |  | OP | X | 4 | 2014 |  |  | N | IPP Non-CHP | 2 | X | LFG | 1 | 1
49979 | Topaz Power Group GP II, LLC | 3441 | Nueces Bay | TX | Nueces | 7 | Natural Gas Fired Combined Cycle | CA | CC1 | S | Y | X |  |  | 351 | 0.9 | 319 | 325 | 100 | N |  |  | OP | X | 7 | 1972 |  |  | N | IPP Non-CHP | 2 | X | NG | 0.90883 | 0.92593
49979 | Topaz Power Group GP II, LLC | 3441 | Nueces Bay | TX | Nueces | 8 | Natural Gas Fired Combined Cycle | CT | CC1 | S | X | N |  |  | 189.6 | 0.9 | 157 | 165 | 60 | N |  |  | OP | X | 3 | 2010 |  |  | N | IPP Non-CHP | 2 | X | NG | 0.82806 | 0.87025
49979 | Topaz Power Group GP II, LLC | 3441 | Nueces Bay | TX | Nueces | 9 | Natural Gas Fired Combined Cycle | CT | CC1 | S | X | N |  |  | 189.6 | 0.9 | 157 | 165 | 60 | N |  |  | OP | X | 3 | 2010 |  |  | N | IPP Non-CHP | 2 | X | NG | 0.82806 | 0.87025
60638 | Victoria WLE, LP | 3443 | Victoria | TX | Victoria | 5 | Natural Gas Fired Combined Cycle | CA | CC1 | S | Y | X | VIC_VICTORG5 |  | 180 | 0.85 | 125 | 132 | 110 | N |  |  | OP | X | 3 | 1963 |  |  | N | IPP Non-CHP | 2 | X | NG | 0.69444 | 0.73333
60638 | Victoria WLE, LP | 3443 | Victoria | TX | Victoria | 7 | Natural Gas Fired Combined Cycle | CT | CC1 | S | X | N | VIC_VICTORG6 |  | 196.9 | 0.9 | 160 | 171 | 120 | N |  |  | OP | X | 5 | 2009 |  |  | N | IPP Non-CHP | 2 | X | NG | 0.8126 | 0.86846
5701 | El Paso Electric Co | 3456 | Newman | TX | El Paso | 4 | Natural Gas Fired Combined Cycle | CA | 4CC | S | Y | X |  |  | 120 | 0.9 | 83 | 83 | 24 | N |  |  | OP | X | 8 | 1975 | 12 | 2026 | N | Electric Utility | 1 | X | NG | 0.69167 | 0.69167
5701 | El Paso Electric Co | 3456 | Newman | TX | El Paso | 5CA1 | Natural Gas Fired Combined Cycle | CA | 5CC | S | Y | X |  |  | 134 | 0.85 | 138 | 138 | 51 | N |  |  | OP | X | 2 | 2011 |  |  | N | Electric Utility | 1 | X | NG | 1.0299 | 1.0299
5701 | El Paso Electric Co | 3456 | Newman | TX | El Paso | 5CT1 | Natural Gas Fired Combined Cycle | CT | 5CC | S | X | Y |  |  | 86.5 | 0.85 | 70 | 72 | 44 | N |  |  | OP | X | 6 | 2009 |  |  | N | Electric Utility | 1 | X | NG | 0.80925 | 0.83237
5701 | El Paso Electric Co | 3456 | Newman | TX | El Paso | 5CT2 | Natural Gas Fired Combined Cycle | CT | 5CC | S | X | Y |  |  | 86.5 | 0.85 | 70 | 72 | 44 | N |  |  | OP | X | 6 | 2009 |  |  | N | Electric Utility | 1 | X | NG | 0.80925 | 0.83237
5701 | El Paso Electric Co | 3456 | Newman | TX | El Paso | CT1 | Natural Gas Fired Combined Cycle | CT | 4CC | S | X | N |  |  | 85 | 0.9 | 72 | 72 | 29 | N |  |  | OP | X | 8 | 1975 | 12 | 2026 | N | Electric Utility | 1 | X | NG | 0.84706 | 0.84706
5701 | El Paso Electric Co | 3456 | Newman | TX | El Paso | CT2 | Natural Gas Fired Combined Cycle | CT | 4CC | S | X | N |  |  | 85 | 0.9 | 72 | 72 | 29 | N |  |  | OP | X | 8 | 1975 | 12 | 2026 | N | Electric Utility | 1 | X | NG | 0.84706 | 0.84706
54888 | NRG Texas Power LLC | 3469 | T H Wharton | TX | Harris | 3 | Natural Gas Fired Combined Cycle | CA | THW3 | S | N | X | THW_CC1 | THW_CC1 | 113.1 | 0.85 | 104 | 104 | 27 | N |  |  | OP | X | 8 | 1974 |  |  | N | IPP Non-CHP | 2 | X | NG | 0.91954 | 0.91954
54888 | NRG Texas Power LLC | 3469 | T H Wharton | TX | Harris | 31 | Natural Gas Fired Combined Cycle | CT | THW3 | S | X | Y | THW_CC1 | THW_CC1 | 54 | 0.85 | 57 | 57 | 53 | N |  |  | OP | X | 7 | 1972 |  |  | N | IPP Non-CHP | 2 | X | NG | 1.0556 | 1.0556
54888 | NRG Texas Power LLC | 3469 | T H Wharton | TX | Harris | 32 | Natural Gas Fired Combined Cycle | CT | THW3 | S | X | Y | THW_CC1 | THW_CC1 | 54 | 0.9 | 57 | 57 | 53 | N |  |  | OP | X | 7 | 1972 |  |  | N | IPP Non-CHP | 2 | X | NG | 1.0556 | 1.0556
54888 | NRG Texas Power LLC | 3469 | T H Wharton | TX | Harris | 33 | Natural Gas Fired Combined Cycle | CT | THW3 | S | X | Y | THW_CC1 | THW_CC1 | 54 | 0.9 | 57 | 57 | 53 | N |  |  | OP | X | 7 | 1972 |  |  | N | IPP Non-CHP | 2 | X | NG | 1.0556 | 1.0556
54888 | NRG Texas Power LLC | 3469 | T H Wharton | TX | Harris | 34 | Natural Gas Fired Combined Cycle | CT | THW3 | S | X | Y | THW_CC1 | THW_CC1 | 54 | 0.9 | 57 | 57 | 53 | N |  |  | OP | X | 7 | 1972 |  |  | N | IPP Non-CHP | 2 | X | NG | 1.0556 | 1.0556
54888 | NRG Texas Power LLC | 3469 | T H Wharton | TX | Harris | 4 | Natural Gas Fired Combined Cycle | CA | THW4 | S | N | X | THW_CC2 | THW_CC2 | 113.1 | 0.85 | 104 | 104 | 27 | N |  |  | OP | X | 8 | 1974 |  |  | N | IPP Non-CHP | 2 | X | NG | 0.91954 | 0.91954
54888 | NRG Texas Power LLC | 3469 | T H Wharton | TX | Harris | 41 | Natural Gas Fired Combined Cycle | CT | THW4 | S | X | Y | THW_CC2 | THW_CC2 | 54 | 0.9 | 57 | 57 | 53 | N |  |  | OP | X | 7 | 1972 |  |  | N | IPP Non-CHP | 2 | X | NG | 1.0556 | 1.0556
54888 | NRG Texas Power LLC | 3469 | T H Wharton | TX | Harris | 42 | Natural Gas Fired Combined Cycle | CT | THW4 | S | X | Y | THW_CC2 | THW_CC2 | 54 | 0.9 | 57 | 57 | 53 | N |  |  | OP | X | 7 | 1972 |  |  | N | IPP Non-CHP | 2 | X | NG | 1.0556 | 1.0556
54888 | NRG Texas Power LLC | 3469 | T H Wharton | TX | Harris | 43 | Natural Gas Fired Combined Cycle | CT | THW4 | S | X | Y | THW_CC2 | THW_CC2 | 56.7 | 0.9 | 57 | 57 | 53 | N |  |  | OP | X | 8 | 1974 |  |  | N | IPP Non-CHP | 2 | X | NG | 1.0053 | 1.0053
54888 | NRG Texas Power LLC | 3469 | T H Wharton | TX | Harris | 44 | Natural Gas Fired Combined Cycle | CT | THW4 | S | X | Y | THW_CC2 | THW_CC2 | 56.7 | 0.9 | 57 | 57 | 53 | N |  |  | OP | X | 8 | 1974 |  |  | N | IPP Non-CHP | 2 | X | NG | 1.0053 | 1.0053
2409 | Brownsville Public Utilities Board | 3559 | Silas Ray | TX | Cameron | 6 | Natural Gas Fired Combined Cycle | CA | CC1 | S | Y | X | SILASRAY_SILAS_CC1_2 | SILASRAY_SILAS_CC1_2 | 25 | 0.85 | 20 | 20 | 15 | N |  |  | OP | X | 5 | 1959 |  |  | N | Electric Utility | 1 | X | NG | 0.8 | 0.8
2409 | Brownsville Public Utilities Board | 3559 | Silas Ray | TX | Cameron | 9 | Natural Gas Fired Combined Cycle | CT | CC1 | S | X | Y | SILASRAY_SILAS_CC1_1 | SILASRAY_SILAS_CC1_1 | 50 | 0.85 | 42 | 52 | 32 | N |  |  | OP | X | 6 | 1996 |  |  | N | Electric Utility | 1 | X | NG | 0.84 | 1.04
11292 | City of Lubbock - (TX) | 3604 | J Robert Massengale | TX | Lubbock | 6A | Natural Gas Fired Combined Cycle | CA | MGL8 | S | Y | X |  |  | 22 | 0.9 | 18 | 18 | 10 | N |  |  | OP | X | 6 | 1957 |  |  | N | Electric Utility | 1 | X | NG | 0.81818 | 0.81818
11292 | City of Lubbock - (TX) | 3604 | J Robert Massengale | TX | Lubbock | 7 | Natural Gas Fired Combined Cycle | CA | MGL8 | S | Y | X |  |  | 22 | 0.9 | 18 | 18 | 10 | N |  |  | OP | X | 3 | 1959 |  |  | N | Electric Utility | 1 | X | NG | 0.81818 | 0.81818
11292 | City of Lubbock - (TX) | 3604 | J Robert Massengale | TX | Lubbock | 8 | Natural Gas Fired Combined Cycle | CT | MGL8 | S | X | N |  |  | 40 | 0.9 | 38 | 42 | 30 | N |  |  | OP | X | 9 | 2000 |  |  | N | Electric Utility | 1 | X | NG | 0.95 | 1.05
17583 | South Texas Electric Coop, Inc | 3631 | Sam Rayburn | TX | Victoria | 10 | Natural Gas Fired Combined Cycle | CA | CC1 | S | N | X | RAYBURN_CC1 |  | 42 | 0.9 | 37 | 37 | 7 | N |  |  | OP | X | 10 | 2003 |  |  | N | Electric Utility | 1 | X | NG | 0.88095 | 0.88095
17583 | South Texas Electric Coop, Inc | 3631 | Sam Rayburn | TX | Victoria | 7 | Natural Gas Fired Combined Cycle | CT | CC1 | S | X | N | RAYBURN_CC1 |  | 49.2 | 0.85 | 49 | 49 | 8 | N |  |  | OP | X | 10 | 2003 |  |  | N | Electric Utility | 1 | X | NG | 0.99593 | 0.99593
17583 | South Texas Electric Coop, Inc | 3631 | Sam Rayburn | TX | Victoria | 8 | Natural Gas Fired Combined Cycle | CT | CC1 | S | X | N | RAYBURN_CC1 |  | 49.2 | 0.85 | 49 | 49 | 8 | N |  |  | OP | X | 10 | 2003 |  |  | N | Electric Utility | 1 | X | NG | 0.99593 | 0.99593
17583 | South Texas Electric Coop, Inc | 3631 | Sam Rayburn | TX | Victoria | 9 | Natural Gas Fired Combined Cycle | CT | CC1 | S | X | N | RAYBURN_CC1 |  | 49.2 | 0.85 | 48 | 48 | 8 | N |  |  | OP | X | 10 | 2003 |  |  | N | Electric Utility | 1 | X | NG | 0.97561 | 0.97561
11269 | Lower Colorado River Authority | 4937 | Thomas C Ferguson | TX | Llano | CT-1 | Natural Gas Fired Combined Cycle | CT | CC1 | J | X | N | FERCCC_GT1_1 | FERCCC_GT1_1 | 185.3 | 0.85 | 168 | 181 | 95 | N |  |  | OP | X | 8 | 2014 |  |  | N | Electric Utility | 1 | X | NG | 0.90664 | 0.97679
11269 | Lower Colorado River Authority | 4937 | Thomas C Ferguson | TX | Llano | CT-2 | Natural Gas Fired Combined Cycle | CT | CC1 | J | X | N | FERCCC_GT1_1 | FERCCC_GT1_1 | 185.3 | 0.85 | 168 | 181 | 95 | N |  |  | OP | X | 8 | 2014 |  |  | N | Electric Utility | 1 | X | NG | 0.90664 | 0.97679
11269 | Lower Colorado River Authority | 4937 | Thomas C Ferguson | TX | Llano | STG | Natural Gas Fired Combined Cycle | CA | CC1 | J | N | X | FERCCC_GT1_1 | FERCCC_GT1_1 | 204 | 0.85 | 180 | 194 | 75 | N |  |  | OP | X | 8 | 2014 |  |  | N | Electric Utility | 1 | X | NG | 0.88235 | 0.95098
49979 | Topaz Power Group GP II, LLC | 4939 | Barney M Davis | TX | Nueces | 2 | Natural Gas Fired Combined Cycle | CA | CC1 | S | Y | X |  |  | 351 | 0.9 | 319 | 325 | 100 | N |  |  | OP | X | 7 | 1976 |  |  | N | IPP Non-CHP | 2 | X | NG | 0.90883 | 0.92593
49979 | Topaz Power Group GP II, LLC | 4939 | Barney M Davis | TX | Nueces | 3 | Natural Gas Fired Combined Cycle | CT | CC1 | S | X | N |  |  | 189.6 | 0.9 | 157 | 165 | 60 | N |  |  | OP | X | 3 | 2010 |  |  | N | IPP Non-CHP | 2 | X | NG | 0.82806 | 0.87025
49979 | Topaz Power Group GP II, LLC | 4939 | Barney M Davis | TX | Nueces | 4 | Natural Gas Fired Combined Cycle | CT | CC1 | S | X | N |  |  | 189.6 | 0.9 | 157 | 165 | 60 | N |  |  | OP | X | 3 | 2010 |  |  | N | IPP Non-CHP | 2 | X | NG | 0.82806 | 0.87025
16604 | City of San Antonio - (TX) | 7512 | Arthur Von Rosenberg | TX | Bexar | 1 | Natural Gas Fired Combined Cycle | CT | CC1 | S | X | N | BRA_AVR1_CT2 | BRA_AVR1_CT2 | 187.5 | 0.9 | 157 | 157 | 90 | N |  |  | OP | X | 6 | 2000 |  |  | N | Electric Utility | 1 | X | NG | 0.83733 | 0.83733
16604 | City of San Antonio - (TX) | 7512 | Arthur Von Rosenberg | TX | Bexar | 2 | Natural Gas Fired Combined Cycle | CT | CC1 | S | X | N | BRA_AVR1_CT2 | BRA_AVR1_CT2 | 187.5 | 0.9 | 157 | 157 | 90 | N |  |  | OP | X | 6 | 2000 |  |  | N | Electric Utility | 1 | X | NG | 0.83733 | 0.83733
16604 | City of San Antonio - (TX) | 7512 | Arthur Von Rosenberg | TX | Bexar | 3 | Natural Gas Fired Combined Cycle | CA | CC1 | S | Y | X | BRA_AVR_CST1 | BRA_AVR_SCT1 | 200 | 0.9 | 164 | 164 | 60 | N |  |  | OP | X | 6 | 2000 |  |  | N | Electric Utility | 1 | X | NG | 0.82 | 0.82
1015 | Austin Energy | 7900 | Sand Hill | TX | Travis | 5A | Natural Gas Fired Combined Cycle | CT | CC1 | S | X | N |  |  | 198 | 0.85 | 161 | 180 | 92 | N |  |  | OP | X | 9 | 2004 |  |  | N | Electric Utility | 1 | X | NG | 0.81313 | 0.90909
1015 | Austin Energy | 7900 | Sand Hill | TX | Travis | 5C | Natural Gas Fired Combined Cycle | CA | CC1 | S | Y | X |  |  | 190 | 0.85 | 151 | 164 | 55 | N |  |  | OP | X | 9 | 2004 |  |  | N | Electric Utility | 1 | X | NG | 0.79474 | 0.86316
54700 | Paris Generation LP | 50109 | Paris Energy Center | TX | Lamar | GEN1 | Natural Gas Fired Combined Cycle | CT | CC1 | S | X | N | TNSKA_CC1 | TNSKA_CC1 | 87.8 | 0.85 | 78 | 91 | 40 | N |  |  | OP | X | 7 | 1989 |  |  | N | IPP Non-CHP | 2 | X | NG | 0.88838 | 1.0364
54700 | Paris Generation LP | 50109 | Paris Energy Center | TX | Lamar | GEN2 | Natural Gas Fired Combined Cycle | CT | CC1 | S | X | N | TNSKA_CC1 | TNSKA_CC1 | 87.8 | 0.85 | 80 | 94 | 40 | N |  |  | OP | X | 7 | 1989 |  |  | N | IPP Non-CHP | 2 | X | NG | 0.91116 | 1.0706
54700 | Paris Generation LP | 50109 | Paris Energy Center | TX | Lamar | GEN3 | Natural Gas Fired Combined Cycle | CA | CC1 | S | Y | X | TNSKA_CC1 | TNSKA_CC1 | 90 | 0.85 | 78 | 90 | 20 | N |  |  | OP | X | 12 | 1989 |  |  | N | IPP Non-CHP | 2 | X | NG | 0.86667 | 1
54777 | Signal Hill Generating LLC | 50127 | Signal Hill Generating LLC | TX | Wichita | GTA | Natural Gas Fired Combined Cycle | CT | CC1 | S | X | Y | WFCOGEN_CC1 | WFCOGEN_CC1 | 20 | 0.8 | 19.7 | 19.7 | 2 | N |  |  | OP | X | 6 | 1987 |  |  | N | IPP Non-CHP | 2 | X | NG | 0.985 | 0.985
54777 | Signal Hill Generating LLC | 50127 | Signal Hill Generating LLC | TX | Wichita | GTB | Natural Gas Fired Combined Cycle | CT | CC1 | S | X | Y | WFCOGEN_CC1 | WFCOGEN_CC1 | 20 | 0.8 | 19.7 | 19.7 | 2 | N |  |  | OP | X | 6 | 1987 |  |  | N | IPP Non-CHP | 2 | X | NG | 0.985 | 0.985
54777 | Signal Hill Generating LLC | 50127 | Signal Hill Generating LLC | TX | Wichita | GTC | Natural Gas Fired Combined Cycle | CT | CC1 | S | X | Y | WFCOGEN_CC1 | WFCOGEN_CC1 | 20 | 0.8 | 19.7 | 19.7 | 2 | N |  |  | OP | X | 6 | 1987 |  |  | N | IPP Non-CHP | 2 | X | NG | 0.985 | 0.985
54777 | Signal Hill Generating LLC | 50127 | Signal Hill Generating LLC | TX | Wichita | STD | Natural Gas Fired Combined Cycle | CA | CC1 | S | N | X | WFCOGEN_CC1 | WFCOGEN_CC1 | 20 | 0.8 | 17 | 16 | 2 | N |  |  | OP | X | 6 | 1987 |  |  | N | IPP Non-CHP | 2 | X | NG | 0.85 | 0.8
55879 | Optim Energy LLC | 50815 | Optim Energy Altura Cogen LLC | TX | Harris | GEN1 | Natural Gas Fired Combined Cycle | CT | CC1 | S | X | N | PSA_PSA_G1 | PSA_PSA_G1 | 84.9 | 0.85 | 69.8 | 73.5 | 43.1 | N |  |  | OP | X | 11 | 1985 |  |  | Y | IPP CHP | 3 | T | NG | 0.82214 | 0.86572
55879 | Optim Energy LLC | 50815 | Optim Energy Altura Cogen LLC | TX | Harris | GEN2 | Natural Gas Fired Combined Cycle | CT | CC1 | S | X | N | PSA_PSA_G2 | PSA_PSA_G2 | 84.9 | 0.85 | 69.8 | 80.6 | 44.2 | N |  |  | OP | X | 12 | 1985 |  |  | Y | IPP CHP | 3 | T | NG | 0.82214 | 0.94935
55879 | Optim Energy LLC | 50815 | Optim Energy Altura Cogen LLC | TX | Harris | GEN3 | Natural Gas Fired Combined Cycle | CT | CC1 | S | X | N | PSA_PSA_G3 | PSA_PSA_G3 | 84.9 | 0.85 | 70.1 | 77.4 | 43 | N |  |  | OP | X | 12 | 1985 |  |  | Y | IPP CHP | 3 | T | NG | 0.82568 | 0.91166
55879 | Optim Energy LLC | 50815 | Optim Energy Altura Cogen LLC | TX | Harris | GEN4 | Natural Gas Fired Combined Cycle | CT | CC1 | S | X | N | PSA_PSA_G4 | PSA_PSA_G4 | 84.9 | 0.85 | 75 | 79 | 43.1 | N |  |  | OP | X | 3 | 1986 |  |  | Y | IPP CHP | 3 | T | NG | 0.88339 | 0.93051
55879 | Optim Energy LLC | 50815 | Optim Energy Altura Cogen LLC | TX | Harris | GEN5 | Natural Gas Fired Combined Cycle | CT | CC1 | S | X | N | PSA_PSA_G5 | PSA_PSA_G5 | 84.9 | 0.85 | 68.4 | 75.6 | 42.8 | N |  |  | OP | X | 4 | 1986 |  |  | Y | IPP CHP | 3 | T | NG | 0.80565 | 0.89046
55879 | Optim Energy LLC | 50815 | Optim Energy Altura Cogen LLC | TX | Harris | GEN6 | Natural Gas Fired Combined Cycle | CA | CC1 | S | Y | X | PSA_PSA_G7 | PSA_PSA_G7 | 129.2 | 0.85 | 120.1 | 123.3 | 61.1 | N |  |  | OP | X | 4 | 1986 |  |  | Y | IPP CHP | 3 | T | NG | 0.92957 | 0.95433
55879 | Optim Energy LLC | 50815 | Optim Energy Altura Cogen LLC | TX | Harris | GEN7 | Natural Gas Fired Combined Cycle | CT | CC1 | S | X | N | PSA_PSA_G6 | PSA_PSA_G6 | 89.9 | 0.85 | 69 | 74.9 | 42.4 | N |  |  | OP | X | 6 | 1995 |  |  | Y | IPP CHP | 3 | T | NG | 0.76752 | 0.83315
22652 | Texas City Cogeneration LLC | 52088 | Texas City Power Plant | TX | Galveston | GEN1 | Natural Gas Fired Combined Cycle | CA | CC1 | S | Y | X | TXCTY_CC1 | TXCTY_CC1 | 141 | 0.95 | 139 | 139 | 5 | N |  |  | OP | X | 5 | 1987 |  |  | Y | IPP CHP | 3 | T | NG | 0.98582 | 0.98582
22652 | Texas City Cogeneration LLC | 52088 | Texas City Power Plant | TX | Galveston | GEN2 | Natural Gas Fired Combined Cycle | CT | CC1 | S | X | N | TXCTY_CTA | TXCTY_CTA | 103 | 0.95 | 104 | 115 | 65 | N |  |  | OP | X | 5 | 1987 |  |  | Y | IPP CHP | 3 | T | NG | 1.0097 | 1.1165
22652 | Texas City Cogeneration LLC | 52088 | Texas City Power Plant | TX | Galveston | GEN3 | Natural Gas Fired Combined Cycle | CT | CC1 | S | X | N | TXCTY_CTB | TXCTY_CTB | 103 | 0.95 | 104 | 115 | 65 | N |  |  | OP | X | 5 | 1987 |  |  | Y | IPP CHP | 3 | T | NG | 1.0097 | 1.1165
22652 | Texas City Cogeneration LLC | 52088 | Texas City Power Plant | TX | Galveston | GEN4 | Natural Gas Fired Combined Cycle | CT | CC1 | S | X | N | TXCTY_CTC | TXCTY_CTC | 103 | 0.95 | 104 | 115 | 65 | N |  |  | OP | X | 5 | 1987 |  |  | Y | IPP CHP | 3 | T | NG | 1.0097 | 1.1165
15300 | BHER Power Resources, Inc | 52176 | C R Wing Cogen Plant | TX | Howard | GEN1 | Natural Gas Fired Combined Cycle | CT | CC1 | S | X | N | FLCNS_CC1 |  | 77.5 | 0.85 | 71 | 71 | 45 | N |  |  | OP | X | 7 | 1987 |  |  | Y | IPP CHP | 3 | T | NG | 0.91613 | 0.91613
15300 | BHER Power Resources, Inc | 52176 | C R Wing Cogen Plant | TX | Howard | GEN2 | Natural Gas Fired Combined Cycle | CT | CC1 | S | X | N | FLCNS-CC1 |  | 77.5 | 0.85 | 71 | 71 | 45 | N |  |  | OP | X | 7 | 1987 |  |  | Y | IPP CHP | 3 | T | NG | 0.91613 | 0.91613
15300 | BHER Power Resources, Inc | 52176 | C R Wing Cogen Plant | TX | Howard | GEN3 | Natural Gas Fired Combined Cycle | CA | CC1 | S | Y | X | FLCNS-CC1 |  | 75 | 0.85 | 70 | 70 | 40 | N |  |  | OP | X | 4 | 1988 |  |  | Y | IPP CHP | 3 | B | NG | 0.93333 | 0.93333
5374 | Dow Chemical Company-Oyster Creek VIII | 54676 | Oyster Creek Unit VIII | TX | Brazoria | G81 | Natural Gas Fired Combined Cycle | CT | CC1 | J | X | N | N/A | N/A | 99 | 1 | 73 | 90 | 50 | N |  |  | OP | X | 10 | 1994 |  |  | Y | IPP CHP | 3 | T | NG | 0.73737 | 0.90909
5374 | Dow Chemical Company-Oyster Creek VIII | 54676 | Oyster Creek Unit VIII | TX | Brazoria | G82 | Natural Gas Fired Combined Cycle | CT | CC1 | J | X | N | N/A | N/A | 99 | 1 | 73 | 90 | 70 | N |  |  | OP | X | 10 | 1994 |  |  | Y | IPP CHP | 3 | T | NG | 0.73737 | 0.90909
5374 | Dow Chemical Company-Oyster Creek VIII | 54676 | Oyster Creek Unit VIII | TX | Brazoria | G83 | Natural Gas Fired Combined Cycle | CT | CC1 | J | X | N | N/A | N/A | 99 | 1 | 73 | 90 | 70 | N |  |  | OP | X | 10 | 1994 |  |  | Y | IPP CHP | 3 | T | NG | 0.73737 | 0.90909
5374 | Dow Chemical Company-Oyster Creek VIII | 54676 | Oyster Creek Unit VIII | TX | Brazoria | G84 | Natural Gas Fired Combined Cycle | CA | CC1 | J | Y | X | N/A | N/A | 200.9 | 1 | 160 | 160 | 50 | N |  |  | OP | X | 10 | 1994 |  |  | Y | IPP CHP | 3 | T | NG | 0.79642 | 0.79642
2172 | Brazos Electric Power Coop Inc | 54817 | Johnson County | TX | Johnson | GT-1 | Natural Gas Fired Combined Cycle | CT | CC01 | S | X | N | TEN_CC1 | TEN_CC1 | 178.2 | 0.9 | 163 | 174 | 100 | N |  |  | OP | X | 9 | 1996 |  |  | N | Electric Utility | 1 | X | NG | 0.9147 | 0.97643
2172 | Brazos Electric Power Coop Inc | 54817 | Johnson County | TX | Johnson | ST-1 | Natural Gas Fired Combined Cycle | CA | CC01 | S | Y | X | TEN_CT1_STG | TEN_CT1_STG | 104.4 | 0.9 | 104 | 104 | 100 | N |  |  | OP | X | 11 | 1996 |  |  | N | Electric Utility | 1 | X | NG | 0.99617 | 0.99617
11059 | Pasadena Cogeneration LP | 55047 | Pasadena Cogeneration | TX | Harris | CTG1 | Natural Gas Fired Combined Cycle | CT | P1 | W | X | N |  |  | 175 | 1 | 165 | 175 | 65 | N |  |  | OP | X | 6 | 1998 |  |  | Y | IPP CHP | 3 | T | NG | 0.94286 | 1
11059 | Pasadena Cogeneration LP | 55047 | Pasadena Cogeneration | TX | Harris | CTG2 | Natural Gas Fired Combined Cycle | CT | P2 | W | X | N |  |  | 185 | 1 | 165 | 185 | 80 | Y | 7 | 2018 | OP | X | 6 | 2000 |  |  | Y | IPP CHP | 3 | T | NG | 0.89189 | 1
11059 | Pasadena Cogeneration LP | 55047 | Pasadena Cogeneration | TX | Harris | CTG3 | Natural Gas Fired Combined Cycle | CT | P2 | W | X | N |  |  | 185 | 1 | 165 | 185 | 80 | Y | 7 | 2018 | OP | X | 6 | 2000 |  |  | Y | IPP CHP | 3 | T | NG | 0.89189 | 1
11059 | Pasadena Cogeneration LP | 55047 | Pasadena Cogeneration | TX | Harris | STG1 | Natural Gas Fired Combined Cycle | CA | P1 | W | N | X |  |  | 85 | 1 | 60 | 85 | 60 | N |  |  | OP | X | 6 | 1998 |  |  | Y | IPP CHP | 3 | T | NG | 0.70588 | 1
11059 | Pasadena Cogeneration LP | 55047 | Pasadena Cogeneration | TX | Harris | STG2 | Natural Gas Fired Combined Cycle | CA | P2 | W | N | X |  |  | 185 | 1 | 165 | 185 | 80 | N |  |  | OP | X | 6 | 2000 |  |  | Y | IPP CHP | 3 | T | NG | 0.89189 | 1
18611 | Tenaska Frontier Partners Ltd | 55062 | Tenaska Frontier Generation Station | TX | Grimes | GTG1 | Natural Gas Fired Combined Cycle | CT | STG1 | J | X | N | FTR_CC1 (ERCOT) | FTRCC1 | 183.2 | 0.9 | 155 | 177 | 90 | N |  |  | OP | X | 5 | 2000 |  |  | N | IPP Non-CHP | 2 | X | NG | 0.84607 | 0.96616
18611 | Tenaska Frontier Partners Ltd | 55062 | Tenaska Frontier Generation Station | TX | Grimes | GTG2 | Natural Gas Fired Combined Cycle | CT | STG1 | J | X | N | FTR_CC1 (ERCOT) | FTRCC1 | 183.2 | 0.9 | 155 | 177 | 90 | N |  |  | OP | X | 5 | 2000 |  |  | N | IPP Non-CHP | 2 | X | NG | 0.84607 | 0.96616
18611 | Tenaska Frontier Partners Ltd | 55062 | Tenaska Frontier Generation Station | TX | Grimes | GTG3 | Natural Gas Fired Combined Cycle | CT | STG1 | J | X | N | FTR_CC1 (ERCOT) | FRTCC1 | 183.2 | 0.9 | 155 | 177 | 90 | N |  |  | OP | X | 5 | 2000 |  |  | N | IPP Non-CHP | 2 | X | NG | 0.84607 | 0.96616
18611 | Tenaska Frontier Partners Ltd | 55062 | Tenaska Frontier Generation Station | TX | Grimes | STG1 | Natural Gas Fired Combined Cycle | CA | STG1 | J | Y | X | FTR_CC1 (ERCOT) | FTRCC1 | 390.1 | 0.9 | 395 | 395 | 60 | N |  |  | OP | X | 5 | 2000 |  |  | N | IPP Non-CHP | 2 | X | NG | 1.0126 | 1.0126
7349 | Golden Spread Electric Cooperative, Inc | 55065 | Mustang Station | TX | Yoakum | GEN1 | Natural Gas Fired Combined Cycle | CT | CC1 | S | X | Y |  |  | 174.2 | 0.9 | 154 | 154 | 90 | N |  |  | OP | X | 6 | 1999 |  |  | N | Electric Utility | 1 | X | NG | 0.88404 | 0.88404
7349 | Golden Spread Electric Cooperative, Inc | 55065 | Mustang Station | TX | Yoakum | GEN2 | Natural Gas Fired Combined Cycle | CT | CC1 | S | X | Y |  |  | 174.2 | 0.9 | 153 | 153 | 90 | N |  |  | OP | X | 6 | 1999 |  |  | N | Electric Utility | 1 | X | NG | 0.8783 | 0.8783
7349 | Golden Spread Electric Cooperative, Inc | 55065 | Mustang Station | TX | Yoakum | GEN3 | Natural Gas Fired Combined Cycle | CA | CC1 | S | Y | X |  |  | 172.6 | 0.9 | 157 | 157 | 115 | N |  |  | OP | X | 4 | 2000 |  |  | N | Electric Utility | 1 | X | NG | 0.90962 | 0.90962
7667 | Gregory Power Partners LP | 55086 | Gregory Power Facility | TX | San Patricio | GT1A | Natural Gas Fired Combined Cycle | CT | CC1 | S | X | N | LGE_LGE_GT1 | LGE_LGE_GT1 | 166 | 0.9 | 141 | 162 | 115 | N |  |  | OS | X | 7 | 2000 |  |  | Y | IPP CHP | 3 | T | NG | 0.8494 | 0.9759
7667 | Gregory Power Partners LP | 55086 | Gregory Power Facility | TX | San Patricio | GT1B | Natural Gas Fired Combined Cycle | CT | CC1 | S | X | N | LGE_LGE_GT2 | LGE_LGE_GT2 | 166 | 0.9 | 140 | 162 | 115 | N |  |  | OS | X | 7 | 2000 |  |  | Y | IPP CHP | 3 | T | NG | 0.84337 | 0.9759
7667 | Gregory Power Partners LP | 55086 | Gregory Power Facility | TX | San Patricio | STG | Natural Gas Fired Combined Cycle | CA | CC1 | S | Y | X | LGE_LGE_STG | LGE_LGE_STG | 100 | 0.9 | 85 | 87 | 30 | N |  |  | OS | X | 7 | 2000 |  |  | Y | IPP CHP | 3 | B | NG | 0.85 | 0.87
12501 | Midlothian Energy LLC | 55091 | Midlothian Energy Facility | TX | Ellis | STK1 | Natural Gas Fired Combined Cycle | CS |  | S | N | X | MDANP_CT1_2 |  | 289 | 0.85 | 260 | 260 | 125 | N |  |  | OP | X | 5 | 2000 |  |  | N | IPP Non-CHP | 2 | X | NG | 0.89965 | 0.89965
12501 | Midlothian Energy LLC | 55091 | Midlothian Energy Facility | TX | Ellis | STK2 | Natural Gas Fired Combined Cycle | CS |  | S | N | X | MDANP_CT1_2 |  | 289 | 0.85 | 260 | 260 | 125 | N |  |  | OP | X | 5 | 2000 |  |  | N | IPP Non-CHP | 2 | X | NG | 0.89965 | 0.89965
12501 | Midlothian Energy LLC | 55091 | Midlothian Energy Facility | TX | Ellis | STK3 | Natural Gas Fired Combined Cycle | CS |  | S | N | X | MDANP_CT3_4 |  | 289 | 0.85 | 260 | 260 | 125 | N |  |  | OP | X | 7 | 2000 |  |  | N | IPP Non-CHP | 2 | X | NG | 0.89965 | 0.89965
12501 | Midlothian Energy LLC | 55091 | Midlothian Energy Facility | TX | Ellis | STK4 | Natural Gas Fired Combined Cycle | CS |  | S | N | X | MDANP_CT3_4 |  | 289 | 0.85 | 259 | 259 | 125 | N |  |  | OP | X | 9 | 2000 |  |  | N | IPP Non-CHP | 2 | X | NG | 0.89619 | 0.89619
12501 | Midlothian Energy LLC | 55091 | Midlothian Energy Facility | TX | Ellis | STK5 | Natural Gas Fired Combined Cycle | CS |  | S | N | X | MDANP_CT5_6 |  | 289 | 0.85 | 279 | 279 | 125 | N |  |  | OP | X | 8 | 2001 |  |  | N | IPP Non-CHP | 2 | X | NG | 0.9654 | 0.9654
12501 | Midlothian Energy LLC | 55091 | Midlothian Energy Facility | TX | Ellis | STK6 | Natural Gas Fired Combined Cycle | CS |  | S | N | X | MDANP_CT5_6 |  | 289 | 0.85 | 284 | 284 | 110 | N |  |  | OP | X | 9 | 2001 |  |  | N | IPP Non-CHP | 2 | X | NG | 0.9827 | 0.9827
60477 | LaFrontera Holdings LLC | 55097 | Lamar Power Project | TX | Lamar | CTG1 | Natural Gas Fired Combined Cycle | CT | BLK1 | S | X | N | LPCCS_UNIT1 |  | 176 | 0.85 | 161 | 186 | 90 | N |  |  | OP | X | 5 | 2000 |  |  | N | IPP Non-CHP | 2 | X | NG | 0.91477 | 1.0568
60477 | LaFrontera Holdings LLC | 55097 | Lamar Power Project | TX | Lamar | CTG2 | Natural Gas Fired Combined Cycle | CT | BLK1 | S | X | N | LPCCS_UNIT1 |  | 176 | 0.85 | 153 | 178 | 90 | N |  |  | OP | X | 5 | 2000 |  |  | N | IPP Non-CHP | 2 | X | NG | 0.86932 | 1.0114
60477 | LaFrontera Holdings LLC | 55097 | Lamar Power Project | TX | Lamar | CTG3 | Natural Gas Fired Combined Cycle | CT | BLK2 | S | X | N | LPCCS_UNIT2 |  | 176 | 0.85 | 153 | 178 | 90 | N |  |  | OP | X | 12 | 2000 |  |  | N | IPP Non-CHP | 2 | X | NG | 0.86932 | 1.0114
60477 | LaFrontera Holdings LLC | 55097 | Lamar Power Project | TX | Lamar | CTG4 | Natural Gas Fired Combined Cycle | CT | BLK2 | S | X | N | LPCCS_UNIT2 |  | 176 | 0.85 | 161 | 186 | 90 | N |  |  | OP | X | 12 | 2000 |  |  | N | IPP Non-CHP | 2 | X | NG | 0.91477 | 1.0568
60477 | LaFrontera Holdings LLC | 55097 | Lamar Power Project | TX | Lamar | STG1 | Natural Gas Fired Combined Cycle | CA | BLK1 | S | Y | X | LPCCS_UNIT1 |  | 204.3 | 0.85 | 204 | 204 | 65 | N |  |  | OP | X | 5 | 2000 |  |  | N | IPP Non-CHP | 2 | X | NG | 0.99853 | 0.99853
60477 | LaFrontera Holdings LLC | 55097 | Lamar Power Project | TX | Lamar | STG2 | Natural Gas Fired Combined Cycle | CA | BLK2 | S | Y | X | LPCCS_UNIT2 |  | 204.3 | 0.85 | 204 | 204 | 65 | N |  |  | OP | X | 5 | 2000 |  |  | N | IPP Non-CHP | 2 | X | NG | 0.99853 | 0.99853
16668 | Sabine Cogen LP | 55104 | Sabine Cogen | TX | Orange | CTG1 | Natural Gas Fired Combined Cycle | CT | CC1 | J | X | N | EES.SABINECO | EES.SABINECO | 37.4 | 0.85 | 33.1 | 35.5 | 27 | N |  |  | OP | X | 1 | 2000 |  |  | Y | IPP CHP | 3 | T | NG | 0.88503 | 0.9492
16668 | Sabine Cogen LP | 55104 | Sabine Cogen | TX | Orange | CTG2 | Natural Gas Fired Combined Cycle | CT | CC1 | J | X | N | EES.SABINECO | EES.SABINECO | 37.4 | 0.85 | 33.4 | 35.8 | 27 | N |  |  | OP | X | 1 | 2000 |  |  | Y | IPP CHP | 3 | T | NG | 0.89305 | 0.95722
16668 | Sabine Cogen LP | 55104 | Sabine Cogen | TX | Orange | STG | Natural Gas Fired Combined Cycle | CA | CC1 | J | Y | X | EES.SABINECO | EES.SABINECO | 31.7 | 0.85 | 20 | 20 | 1.5 | N |  |  | OA | X | 1 | 2000 |  |  | Y | IPP CHP | 3 | T | NG | 0.63091 | 0.63091
2877 | Calpine Corp-Magic Valley | 55123 | Magic Valley Generating Station | TX | Hidalgo | CTG1 | Natural Gas Fired Combined Cycle | CT | STG | S | X | N |  |  | 267 | 0.85 | 221 | 232 | 135 | N |  |  | OP | X | 2 | 2002 |  |  | N | IPP Non-CHP | 2 | X | NG | 0.82772 | 0.86891
2877 | Calpine Corp-Magic Valley | 55123 | Magic Valley Generating Station | TX | Hidalgo | CTG2 | Natural Gas Fired Combined Cycle | CT | STG | S | X | N |  |  | 267 | 0.85 | 221 | 232 | 135 | N |  |  | OP | X | 2 | 2002 |  |  | N | IPP Non-CHP | 2 | X | NG | 0.82772 | 0.86891
2877 | Calpine Corp-Magic Valley | 55123 | Magic Valley Generating Station | TX | Hidalgo | STG | Natural Gas Fired Combined Cycle | CA | STG | S | Y | X |  |  | 267 | 0.85 | 240 | 253 | 170 | N |  |  | OP | X | 2 | 2002 |  |  | N | IPP Non-CHP | 2 | X | NG | 0.89888 | 0.94757
18518 | Tenaska Gateway Partners Ltd | 55132 | Tenaska Gateway Generating Station | TX | Rusk | GTG1 | Natural Gas Fired Combined Cycle | CT | STG1 | J | X | N | TBCCS_CC1 |  | 183.2 | 0.9 | 146 | 166 | 90 | N |  |  | OP | X | 7 | 2001 |  |  | N | IPP Non-CHP | 2 | X | NG | 0.79694 | 0.90611
18518 | Tenaska Gateway Partners Ltd | 55132 | Tenaska Gateway Generating Station | TX | Rusk | GTG2 | Natural Gas Fired Combined Cycle | CT | STG1 | J | X | N | TBCCS_CC1 |  | 183.2 | 0.9 | 149 | 169 | 90 | N |  |  | OP | X | 7 | 2001 |  |  | N | IPP Non-CHP | 2 | X | NG | 0.81332 | 0.92249
18518 | Tenaska Gateway Partners Ltd | 55132 | Tenaska Gateway Generating Station | TX | Rusk | GTG3 | Natural Gas Fired Combined Cycle | CT | STG1 | J | X | N | TBCCS_CC1 |  | 183.2 | 0.9 | 148 | 168 | 90 | N |  |  | OP | X | 7 | 2001 |  |  | N | IPP Non-CHP | 2 | X | NG | 0.80786 | 0.91703
18518 | Tenaska Gateway Partners Ltd | 55132 | Tenaska Gateway Generating Station | TX | Rusk | STG1 | Natural Gas Fired Combined Cycle | CA | STG1 | J | Y | X | TBCCS_CC1 |  | 390 | 0.9 | 402 | 402 | 190 | N |  |  | OP | X | 7 | 2001 |  |  | N | IPP Non-CHP | 2 | X | NG | 1.0308 | 1.0308
16604 | City of San Antonio - (TX) | 55137 | Rio Nogales Power Project | TX | Guadalupe | CTG1 | Natural Gas Fired Combined Cycle | CT | CC1 | S | X | N | RIONOG_CT1 | RIONOG_CT1 | 189 | 0.85 | 154 | 175 | 80 | N |  |  | OP | X | 5 | 2002 |  |  | N | Electric Utility | 1 | X | NG | 0.81481 | 0.92593
16604 | City of San Antonio - (TX) | 55137 | Rio Nogales Power Project | TX | Guadalupe | CTG2 | Natural Gas Fired Combined Cycle | CT | CC1 | S | X | N | RIONOG_CT2 | RIONOG _CT2 | 189 | 0.85 | 154 | 175 | 80 | N |  |  | OP | X | 5 | 2002 |  |  | N | Electric Utility | 1 | X | NG | 0.81481 | 0.92593
16604 | City of San Antonio - (TX) | 55137 | Rio Nogales Power Project | TX | Guadalupe | CTG3 | Natural Gas Fired Combined Cycle | CT | CC1 | S | X | N | RIONOG_CT3 | RIONOG_CT3 | 189 | 0.85 | 154 | 175 | 80 | N |  |  | OP | X | 5 | 2002 |  |  | N | Electric Utility | 1 | X | NG | 0.81481 | 0.92593
16604 | City of San Antonio - (TX) | 55137 | Rio Nogales Power Project | TX | Guadalupe | STG1 | Natural Gas Fired Combined Cycle | CA | CC1 | S | Y | X | RIONOG_ST1 | RIONOG_ST1 | 373.2 | 0.85 | 323 | 323 | 50 | N |  |  | OP | X | 5 | 2002 |  |  | N | Electric Utility | 1 | X | NG | 0.86549 | 0.86549
313 | Wolf Hollow I Power, LLC | 55139 | Wolf Hollow I LP | TX | Hood | CTG1 | Natural Gas Fired Combined Cycle | CT | BLK1 | S | X | N |  |  | 243.9 | 0.9 | 212.5 | 249 | 84 | N |  |  | OP | X | 8 | 2003 |  |  | N | IPP Non-CHP | 2 | X | NG | 0.87126 | 1.0209
313 | Wolf Hollow I Power, LLC | 55139 | Wolf Hollow I LP | TX | Hood | CTG2 | Natural Gas Fired Combined Cycle | CT | BLK1 | S | X | N |  |  | 243.9 | 0.9 | 212.5 | 249 | 84 | N |  |  | OP | X | 8 | 2003 |  |  | N | IPP Non-CHP | 2 | X | NG | 0.87126 | 1.0209
313 | Wolf Hollow I Power, LLC | 55139 | Wolf Hollow I LP | TX | Hood | ST | Natural Gas Fired Combined Cycle | CA | BLK1 | S | Y | X |  |  | 300.6 | 0.9 | 280 | 293 | 84 | N |  |  | OP | X | 8 | 2003 |  |  | N | IPP Non-CHP | 2 | X | NG | 0.93147 | 0.97472
1074 | Hays Energy, LLC | 55144 | Hays Energy Project | TX | Hays | U1 | Natural Gas Fired Combined Cycle | CS |  | S | N | X | HAYSEN_HAYSENG1 |  | 241.7 | 0.85 | 210 | 239 | 150 | N |  |  | OP | X | 5 | 2002 |  |  | N | IPP Non-CHP | 2 | X | NG | 0.86885 | 0.98883
1074 | Hays Energy, LLC | 55144 | Hays Energy Project | TX | Hays | U2 | Natural Gas Fired Combined Cycle | CS |  | S | N | X | HAYSEN_HAYSENG2 |  | 241.7 | 0.85 | 211 | 240 | 150 | Y | 4 | 2018 | OP | X | 4 | 2002 |  |  | N | IPP Non-CHP | 2 | X | NG | 0.87298 | 0.99297
1074 | Hays Energy, LLC | 55144 | Hays Energy Project | TX | Hays | U3 | Natural Gas Fired Combined Cycle | CS |  | S | N | X | HAYSEN_HAYSENG3 |  | 252.8 | 0.85 | 210 | 242 | 150 | Y | 4 | 2018 | OP | X | 8 | 2002 |  |  | N | IPP Non-CHP | 2 | X | NG | 0.8307 | 0.95728
1074 | Hays Energy, LLC | 55144 | Hays Energy Project | TX | Hays | U4 | Natural Gas Fired Combined Cycle | CS |  | S | N | X | HAYSEN_HAYSENG4 |  | 252.8 | 0.85 | 213 | 243 | 150 | N |  |  | OP | X | 8 | 2002 |  |  | N | IPP Non-CHP | 2 | X | NG | 0.84256 | 0.96123
57045 | Guadalupe Power Partners LP | 55153 | Guadalupe Generating Station | TX | Guadalupe | CTG1 | Natural Gas Fired Combined Cycle | CT | STG1 | S | X | N | GUADGCC1 | GUADGCC1 | 171.1 | 0.85 | 148 | 167 | 100 | N |  |  | OP | X | 10 | 2000 |  |  | N | IPP Non-CHP | 2 | X | NG | 0.86499 | 0.97604
57045 | Guadalupe Power Partners LP | 55153 | Guadalupe Generating Station | TX | Guadalupe | CTG2 | Natural Gas Fired Combined Cycle | CT | STG1 | S | X | N | GUADGCC1 | GUADGCC1 | 171.1 | 0.85 | 148 | 167 | 100 | N |  |  | OP | X | 10 | 2000 |  |  | N | IPP Non-CHP | 2 | X | NG | 0.86499 | 0.97604
57045 | Guadalupe Power Partners LP | 55153 | Guadalupe Generating Station | TX | Guadalupe | CTG3 | Natural Gas Fired Combined Cycle | CT | STG2 | S | X | N | GUADGCC2 | GUADGCC2 | 171.1 | 0.85 | 148 | 167 | 100 | N |  |  | OP | X | 12 | 2000 |  |  | N | IPP Non-CHP | 2 | X | NG | 0.86499 | 0.97604
57045 | Guadalupe Power Partners LP | 55153 | Guadalupe Generating Station | TX | Guadalupe | CTG4 | Natural Gas Fired Combined Cycle | CT | STG2 | S | X | N | GUADGCC2 | GUADGCC2 | 171.1 | 0.85 | 148 | 167 | 100 | N |  |  | OP | X | 12 | 2000 |  |  | N | IPP Non-CHP | 2 | X | NG | 0.86499 | 0.97604
57045 | Guadalupe Power Partners LP | 55153 | Guadalupe Generating Station | TX | Guadalupe | STG1 | Natural Gas Fired Combined Cycle | CA | STG1 | S | Y | X | GUADGCC1 | GUADGCC1 | 201.9 | 0.85 | 197 | 203 | 138.5 | N |  |  | OP | X | 10 | 2000 |  |  | N | IPP Non-CHP | 2 | X | NG | 0.97573 | 1.0054
57045 | Guadalupe Power Partners LP | 55153 | Guadalupe Generating Station | TX | Guadalupe | STG2 | Natural Gas Fired Combined Cycle | CA | STG2 | S | Y | X | GUADGCC2 | GUADGCC2 | 201.9 | 0.85 | 197 | 203 | 138.8 | N |  |  | OP | X | 10 | 2000 |  |  | N | IPP Non-CHP | 2 | X | NG | 0.97573 | 1.0054
11269 | Lower Colorado River Authority | 55154 | Lost Pines 1 Power Project | TX | Bastrop | CTA | Natural Gas Fired Combined Cycle | CT | CC1 | J | X | N |  |  | 202.5 | 0.9 | 169 | 178 | 105 | N |  |  | OP | X | 5 | 2001 |  |  | N | Electric Utility | 1 | X | NG | 0.83457 | 0.87901
11269 | Lower Colorado River Authority | 55154 | Lost Pines 1 Power Project | TX | Bastrop | CTB | Natural Gas Fired Combined Cycle | CT | CC1 | J | X | N |  |  | 202.5 | 0.9 | 169 | 178 | 105 | N |  |  | OP | X | 5 | 2001 |  |  | N | Electric Utility | 1 | X | NG | 0.83457 | 0.87901
11269 | Lower Colorado River Authority | 55154 | Lost Pines 1 Power Project | TX | Bastrop | ST | Natural Gas Fired Combined Cycle | CA | CC1 | J | N | X |  |  | 204 | 0.85 | 172 | 184 | 65 | N |  |  | OP | X | 5 | 2001 |  |  | N | Electric Utility | 1 | X | NG | 0.84314 | 0.90196
49768 | Bastrop Energy Partners, LP | 55168 | Bastrop Energy Center | TX | Bastrop | 0001 | Natural Gas Fired Combined Cycle | CT | CC1 | S | X | N | BASTEN_CC1 | BASTEN CC1 | 188.2 | 0.85 | 149 | 164 | 78 | N |  |  | OP | X | 5 | 2002 |  |  | N | IPP Non-CHP | 2 | X | NG | 0.79171 | 0.87141
49768 | Bastrop Energy Partners, LP | 55168 | Bastrop Energy Center | TX | Bastrop | 0002 | Natural Gas Fired Combined Cycle | CT | CC1 | S | X | N | BASTEN_CC1 | BASTEN CC1 | 188.2 | 0.85 | 149 | 164 | 78 | N |  |  | OP | X | 5 | 2002 |  |  | N | IPP Non-CHP | 2 | X | NG | 0.79171 | 0.87141
49768 | Bastrop Energy Partners, LP | 55168 | Bastrop Energy Center | TX | Bastrop | 0003 | Natural Gas Fired Combined Cycle | CA | CC1 | S | Y | X | BASTEN_CC1 | BASTEN CC1 | 242.3 | 0.85 | 227 | 221 | 160 | N |  |  | OP | X | 5 | 2002 |  |  | N | IPP Non-CHP | 2 | X | NG | 0.93686 | 0.91209
55899 | Calpine Bosque Energy Center LLC | 55172 | Bosque County Peaking | TX | Bosque | GT-1 | Natural Gas Fired Combined Cycle | CT | G125 | S | X | Y | BOSQUESW_CC2 | BOSQUESW_CC2 | 154 | 0.85 | 154 | 170 | 100 | N |  |  | OP | X | 7 | 2000 |  |  | N | IPP Non-CHP | 2 | X | NG | 1 | 1.1039
55899 | Calpine Bosque Energy Center LLC | 55172 | Bosque County Peaking | TX | Bosque | GT-2 | Natural Gas Fired Combined Cycle | CT | G125 | S | X | Y | BOSQUESW_CC2 | BOSQUESW_CC2 | 154 | 0.85 | 154 | 170 | 100 | N |  |  | OP | X | 7 | 2000 |  |  | N | IPP Non-CHP | 2 | X | NG | 1 | 1.1039
55899 | Calpine Bosque Energy Center LLC | 55172 | Bosque County Peaking | TX | Bosque | GT-3 | Natural Gas Fired Combined Cycle | CT | G641 | S | X | Y | BOSQUESW_CC1 | BOSQUESW_CC1 | 154 | 0.85 | 154 | 170 | 100 | N |  |  | OP | X | 6 | 2001 |  |  | N | IPP Non-CHP | 2 | X | NG | 1 | 1.1039
55899 | Calpine Bosque Energy Center LLC | 55172 | Bosque County Peaking | TX | Bosque | ST-4 | Natural Gas Fired Combined Cycle | CA | G641 | S | N | X | BOSQUESW_CC1 | BOSQUESW_CC1 | 95 | 0.9 | 86 | 88 | 65 | N |  |  | OP | X | 6 | 2001 |  |  | N | IPP Non-CHP | 2 | X | NG | 0.90526 | 0.92632
55899 | Calpine Bosque Energy Center LLC | 55172 | Bosque County Peaking | TX | Bosque | ST-5 | Natural Gas Fired Combined Cycle | CA | G125 | S | Y | X | BOSQUESW_CC2 | BOSQUESW_CC2 | 250 | 0.85 | 200 | 220 | 65 | N |  |  | OP | X | 1 | 2010 |  |  | N | IPP Non-CHP | 2 | X | NG | 0.8 | 0.88
49791 | Eastman Cogeneration LP | 55176 | Eastman Cogeneration Facility | TX | Harrison | GEN1 | Natural Gas Fired Combined Cycle | CT | CC1 | S | X | N | CSWEASTMAN | CSWEASTMAN | 170 | 0.85 | 153.7 | 168.3 | 75 | Y | 12 | 2018 | OP | X | 4 | 2001 |  |  | Y | IPP CHP | 3 | T | NG | 0.90412 | 0.99
49791 | Eastman Cogeneration LP | 55176 | Eastman Cogeneration Facility | TX | Harrison | GEN2 | Natural Gas Fired Combined Cycle | CT | CC1 | S | X | N | CSWEASTMAN | CSWEASTMAN | 170 | 0.85 | 146.2 | 159.8 | 65 | N |  |  | OP | X | 7 | 2001 |  |  | Y | IPP CHP | 3 | T | NG | 0.86 | 0.94
49791 | Eastman Cogeneration LP | 55176 | Eastman Cogeneration Facility | TX | Harrison | GEN3 | Natural Gas Fired Combined Cycle | CA | CC1 | S | Y | X | CSWEASTMAN | CSWEASTMAN | 127.7 | 0.85 | 109.8 | 120 | 18 | N |  |  | OP | X | 7 | 2001 |  |  | Y | IPP CHP | 3 | B | NG | 0.85983 | 0.9397
56380 | EIF Channelview Cogeneration LLC | 55187 | Channelview Cogeneration Plant | TX | Harris | GT1 | Natural Gas Fired Combined Cycle | CT | CC1 | W | X | N | CVC_CC1 | CVC CC1 | 192.1 | 0.85 | 163 | 179 | 120 | N |  |  | OP | X | 6 | 2002 |  |  | Y | IPP CHP | 3 | T | NG | 0.84852 | 0.93181
56380 | EIF Channelview Cogeneration LLC | 55187 | Channelview Cogeneration Plant | TX | Harris | GT2 | Natural Gas Fired Combined Cycle | CT | CC1 | W | X | N | CVC_CC1 | CVC CC1 | 192.1 | 0.85 | 161 | 186 | 120 | N |  |  | OP | X | 6 | 2002 |  |  | Y | IPP CHP | 3 | T | NG | 0.83811 | 0.96825
56380 | EIF Channelview Cogeneration LLC | 55187 | Channelview Cogeneration Plant | TX | Harris | GT3 | Natural Gas Fired Combined Cycle | CT | CC1 | W | X | N | CVC_CC1 | CVC CC1 | 192.1 | 0.85 | 165 | 179 | 120 | N |  |  | OP | X | 6 | 2002 |  |  | Y | IPP CHP | 3 | T | NG | 0.85893 | 0.93181
56380 | EIF Channelview Cogeneration LLC | 55187 | Channelview Cogeneration Plant | TX | Harris | GT4 | Natural Gas Fired Combined Cycle | CT | CC1 | W | X | N | LHM_CVC_G4 | LHM CVC G4 | 192.1 | 0.85 | 159 | 176 | 120 | N |  |  | OP | X | 8 | 2001 |  |  | Y | IPP CHP | 3 | T | NG | 0.82769 | 0.91619
56380 | EIF Channelview Cogeneration LLC | 55187 | Channelview Cogeneration Plant | TX | Harris | ST1 | Natural Gas Fired Combined Cycle | CA | CC1 | W | Y | X | CVC_CC1 | CVC CC1 | 149.9 | 0.85 | 143 | 143 | 80 | N |  |  | OP | X | 6 | 2002 |  |  | Y | IPP CHP | 3 | B | NG | 0.95397 | 0.95397
4383 | Corpus Christi Cogeneration LLC | 55206 | Corpus Christi Energy Center | TX | Nueces | CT1 | Natural Gas Fired Combined Cycle | CT | CCEC | S | X | N | CCEC | CCEC | 198.9 | 0.85 | 152 | 160 | 95 | N |  |  | OP | X | 10 | 2002 |  |  | Y | IPP CHP | 3 | T | NG | 0.7642 | 0.80442
4383 | Corpus Christi Cogeneration LLC | 55206 | Corpus Christi Energy Center | TX | Nueces | CT2 | Natural Gas Fired Combined Cycle | CT | CCEC | S | X | N | CCEC | CCEC | 198.9 | 0.85 | 152 | 160 | 95 | N |  |  | OP | X | 10 | 2002 |  |  | Y | IPP CHP | 3 | T | NG | 0.7642 | 0.80442
4383 | Corpus Christi Cogeneration LLC | 55206 | Corpus Christi Energy Center | TX | Nueces | ST1 | Natural Gas Fired Combined Cycle | CA | CCEC | S | Y | X | CCEC | CCEC | 195.5 | 0.85 | 165 | 165 | 15 | N |  |  | OP | X | 10 | 2002 |  |  | Y | IPP CHP | 3 | T | NG | 0.84399 | 0.84399
60477 | LaFrontera Holdings LLC | 55215 | Odessa-Ector Power Plant | TX | Ector | CTG1 | Natural Gas Fired Combined Cycle | CT | BLK1 | S | X | N | OECCS_1 | OECCS_1 | 176 | 0.85 | 149 | 157.9 | 84.8 | N |  |  | OP | X | 7 | 2001 |  |  | N | IPP Non-CHP | 2 | X | NG | 0.84659 | 0.89716
60477 | LaFrontera Holdings LLC | 55215 | Odessa-Ector Power Plant | TX | Ector | CTG2 | Natural Gas Fired Combined Cycle | CT | BLK1 | S | X | N | OECCS_1 | OECCS_1 | 176 | 0.85 | 143 | 151.5 | 82.7 | N |  |  | OP | X | 7 | 2001 |  |  | N | IPP Non-CHP | 2 | X | NG | 0.8125 | 0.8608
60477 | LaFrontera Holdings LLC | 55215 | Odessa-Ector Power Plant | TX | Ector | CTG3 | Natural Gas Fired Combined Cycle | CT | BLK2 | S | X | N | OECCS_2 | OECCS_2 | 176 | 0.85 | 145.3 | 154 | 92.2 | N |  |  | OP | X | 8 | 2001 |  |  | N | IPP Non-CHP | 2 | X | NG | 0.82557 | 0.875
60477 | LaFrontera Holdings LLC | 55215 | Odessa-Ector Power Plant | TX | Ector | CTG4 | Natural Gas Fired Combined Cycle | CT | BLK2 | S | X | N | OECCS_2 | OECCS_2 | 176 | 0.85 | 143.7 | 152.3 | 95.2 | N |  |  | OP | X | 8 | 2001 |  |  | N | IPP Non-CHP | 2 | X | NG | 0.81648 | 0.86534
60477 | LaFrontera Holdings LLC | 55215 | Odessa-Ector Power Plant | TX | Ector | STG1 | Natural Gas Fired Combined Cycle | CA | BLK1 | S | Y | X | OECCS_1 | OECCS_1 | 224.4 | 0.85 | 204.9 | 212 | 53.3 | N |  |  | OP | X | 7 | 2001 |  |  | N | IPP Non-CHP | 2 | X | NG | 0.9131 | 0.94474
60477 | LaFrontera Holdings LLC | 55215 | Odessa-Ector Power Plant | TX | Ector | STG2 | Natural Gas Fired Combined Cycle | CA | BLK2 | S | Y | X | OECCS_2 | OECCS_2 | 224.4 | 0.85 | 204.9 | 212 | 55.6 | N |  |  | OP | X | 8 | 2001 |  |  | N | IPP Non-CHP | 2 | X | NG | 0.9131 | 0.94474
5761 | Ennis Power Company LLC | 55223 | Ennis Power Company LLC | TX | Ellis | GT1 | Natural Gas Fired Combined Cycle | CT | CC1 | S | X | N |  |  | 285 | 0.9 | 245.1 | 267.9 | 190 | N |  |  | OP | X | 5 | 2002 |  |  | N | IPP Non-CHP | 2 | X | NG | 0.86 | 0.94
5761 | Ennis Power Company LLC | 55223 | Ennis Power Company LLC | TX | Ellis | ST1 | Natural Gas Fired Combined Cycle | CA | CC1 | S | N | X |  |  | 133 | 0.9 | 114.4 | 125 | 80 | N |  |  | OP | X | 5 | 2002 |  |  | N | IPP Non-CHP | 2 | X | NG | 0.86015 | 0.93985
6763 | Freestone Power Generation LLC | 55226 | Freestone Energy Center | TX | Freestone | GT1 | Natural Gas Fired Combined Cycle | CT | PB1 | J | X | N | FREC | FREC | 166.7 | 0.85 | 153 | 165 | 70 | N |  |  | OP | X | 6 | 2002 |  |  | N | IPP Non-CHP | 2 | X | NG | 0.91782 | 0.9898
6763 | Freestone Power Generation LLC | 55226 | Freestone Energy Center | TX | Freestone | GT2 | Natural Gas Fired Combined Cycle | CT | PB1 | J | X | N | FREC | FREC | 166.7 | 0.85 | 153 | 165 | 70 | N |  |  | OP | X | 6 | 2002 |  |  | N | IPP Non-CHP | 2 | X | NG | 0.91782 | 0.9898
6763 | Freestone Power Generation LLC | 55226 | Freestone Energy Center | TX | Freestone | GT3 | Natural Gas Fired Combined Cycle | CT | PB2 | J | X | N | FREC | FREC | 166.7 | 0.85 | 149 | 165 | 70 | N |  |  | OP | X | 7 | 2002 |  |  | N | IPP Non-CHP | 2 | X | NG | 0.89382 | 0.9898
6763 | Freestone Power Generation LLC | 55226 | Freestone Energy Center | TX | Freestone | GT4 | Natural Gas Fired Combined Cycle | CT | PB2 | J | X | N | FREC | FREC | 166.7 | 0.85 | 149 | 165 | 70 | N |  |  | OP | X | 7 | 2002 |  |  | N | IPP Non-CHP | 2 | X | NG | 0.89382 | 0.9898
6763 | Freestone Power Generation LLC | 55226 | Freestone Energy Center | TX | Freestone | ST3 | Natural Gas Fired Combined Cycle | CA | PB1 | J | N | X | FREC | FREC | 184.6 | 0.85 | 177 | 184.6 | 50 | N |  |  | OP | X | 6 | 2002 |  |  | N | IPP Non-CHP | 2 | X | NG | 0.95883 | 1
6763 | Freestone Power Generation LLC | 55226 | Freestone Energy Center | TX | Freestone | ST6 | Natural Gas Fired Combined Cycle | CA | PB2 | J | N | X | FREC | FREC | 184.6 | 0.85 | 172 | 184.6 | 50 | N |  |  | OP | X | 7 | 2002 |  |  | N | IPP Non-CHP | 2 | X | NG | 0.93174 | 1
2172 | Brazos Electric Power Coop Inc | 55230 | Jack County | TX | Wise | CT1 | Natural Gas Fired Combined Cycle | CT | CC01 | S | X | N | JACKCNTY_CC1 | JACKCNTY_CT1 | 170 | 0.85 | 165 | 170 | 164 | N |  |  | OP | X | 2 | 2006 |  |  | N | Electric Utility | 1 | X | NG | 0.97059 | 1
2172 | Brazos Electric Power Coop Inc | 55230 | Jack County | TX | Wise | CT2 | Natural Gas Fired Combined Cycle | CT | CC01 | S | X | N | JACKCNTY_CC2 | JACKCNTY_CT2 | 170 | 0.85 | 165 | 170 | 164 | N |  |  | OP | X | 2 | 2006 |  |  | N | Electric Utility | 1 | X | NG | 0.97059 | 1
2172 | Brazos Electric Power Coop Inc | 55230 | Jack County | TX | Wise | CT3 | Natural Gas Fired Combined Cycle | CT | CC02 | S | X | N | JACKCNTY2_CC3 | JACKCNTY2_CT3 | 170 | 0.85 | 165 | 170 | 164 | N |  |  | OP | X | 3 | 2011 |  |  | N | Electric Utility | 1 | X | NG | 0.97059 | 1
2172 | Brazos Electric Power Coop Inc | 55230 | Jack County | TX | Wise | CT4 | Natural Gas Fired Combined Cycle | CT | CC02 | S | X | N | JACKCNTY2_CC4 | JACKCNTY2_CT4 | 170 | 0.85 | 165 | 170 | 164 | N |  |  | OP | X | 3 | 2011 |  |  | N | Electric Utility | 1 | X | NG | 0.97059 | 1
2172 | Brazos Electric Power Coop Inc | 55230 | Jack County | TX | Wise | ST1 | Natural Gas Fired Combined Cycle | CA | CC01 | S | Y | X | JACKCNTY_STG | JACKCNTY_STG | 300 | 0.85 | 290.5 | 300 | 60 | N |  |  | OP | X | 2 | 2006 |  |  | N | Electric Utility | 1 | X | NG | 0.96833 | 1
2172 | Brazos Electric Power Coop Inc | 55230 | Jack County | TX | Wise | ST2 | Natural Gas Fired Combined Cycle | CA | CC02 | S | Y | X | JACKCNTY2_ST2 | JACKCNTY2_ST2 | 300 | 0.85 | 290.5 | 300 | 60 | N |  |  | OP | X | 3 | 2011 |  |  | N | Electric Utility | 1 | X | NG | 0.96833 | 1
3370 | Channel Energy Center LLC | 55299 | Channel Energy Center LLC | TX | Harris | CTG1 | Natural Gas Fired Combined Cycle | CT | CC1 | W | X | N | CHE_CC1 |  | 215 | 0.9 | 185 | 210 | 120 | N |  |  | OP | X | 7 | 2001 |  |  | Y | IPP CHP | 3 | T | NG | 0.86047 | 0.97674
3370 | Channel Energy Center LLC | 55299 | Channel Energy Center LLC | TX | Harris | CTG2 | Natural Gas Fired Combined Cycle | CT | CC1 | W | X | N | CHE_CC1 |  | 215 | 0.9 | 185 | 210 | 120 | N |  |  | OP | X | 4 | 2002 |  |  | Y | IPP CHP | 3 | T | NG | 0.86047 | 0.97674
3370 | Channel Energy Center LLC | 55299 | Channel Energy Center LLC | TX | Harris | CTG3 | Natural Gas Fired Combined Cycle | CT | CC1 | W | X | N | CHE_CC1 |  | 208.8 | 0.9 | 183 | 189 | 120 | N |  |  | OP | X | 6 | 2014 |  |  | Y | IPP CHP | 3 | T | NG | 0.87644 | 0.90517
3370 | Channel Energy Center LLC | 55299 | Channel Energy Center LLC | TX | Harris | ST-1 | Natural Gas Fired Combined Cycle | CA | CC1 | W | Y | X | CHE_CC1 |  | 285 | 0.85 | 215 | 215 | 80 | N |  |  | OP | X | 4 | 2002 |  |  | Y | IPP CHP | 3 | T | NG | 0.75439 | 0.75439
21668 | Wise County Power Company LLC | 55320 | Wise County Power LLC | TX | Wise | GT1 | Natural Gas Fired Combined Cycle | CT | CC1 | S | X | Y | WCPP_CT1 | WCPP CT1 | 261 | 0.9 | 225 | 242 | 85 | N |  |  | OP | X | 7 | 2004 |  |  | N | IPP Non-CHP | 2 | X | NG | 0.86207 | 0.9272
21668 | Wise County Power Company LLC | 55320 | Wise County Power LLC | TX | Wise | GT2 | Natural Gas Fired Combined Cycle | CT | CC1 | S | X | Y | WCPP CT2 | WCPP CT2 | 261 | 0.9 | 225 | 242 | 85 | N |  |  | OP | X | 7 | 2004 |  |  | N | IPP Non-CHP | 2 | X | NG | 0.86207 | 0.9272
21668 | Wise County Power Company LLC | 55320 | Wise County Power LLC | TX | Wise | ST1 | Natural Gas Fired Combined Cycle | CA | CC1 | S | Y | X | WCPP ST1 | WCPP ST1 | 299.7 | 0.9 | 230 | 250 | 130 | N |  |  | OP | X | 7 | 2004 |  |  | N | IPP Non-CHP | 2 | X | NG | 0.76743 | 0.83417
2838 | Baytown Energy Center LLC | 55327 | Baytown Energy Center | TX | Chambers | CTG1 | Natural Gas Fired Combined Cycle | CT | CC1 | S | X | N | BTE_CC1 | BTE_CC1 | 219.3 | 0.85 | 165 | 190 | 120 | N |  |  | OP | X | 6 | 2002 |  |  | Y | IPP CHP | 3 | T | NG | 0.75239 | 0.86639
2838 | Baytown Energy Center LLC | 55327 | Baytown Energy Center | TX | Chambers | CTG2 | Natural Gas Fired Combined Cycle | CT | CC1 | S | X | N | BTE_CC1 | BTE_CC1 | 219.3 | 0.85 | 165 | 190 | 120 | N |  |  | OP | X | 6 | 2002 |  |  | Y | IPP CHP | 3 | T | NG | 0.75239 | 0.86639
2838 | Baytown Energy Center LLC | 55327 | Baytown Energy Center | TX | Chambers | CTG3 | Natural Gas Fired Combined Cycle | CT | CC1 | S | X | N | BTE_CC1 | BTE_CC1 | 219.3 | 0.85 | 165 | 190 | 120 | N |  |  | OP | X | 6 | 2002 |  |  | Y | IPP CHP | 3 | T | NG | 0.75239 | 0.86639
2838 | Baytown Energy Center LLC | 55327 | Baytown Energy Center | TX | Chambers | STG1 | Natural Gas Fired Combined Cycle | CA | CC1 | S | Y | X | BTE_CC1 | BTE_CC1 | 275 | 0.9 | 275 | 275 | 25 | N |  |  | OP | X | 6 | 2002 |  |  | Y | IPP CHP | 3 | T | NG | 1 | 1
2171 | Brazos Valley Energy | 55357 | Jack Fusco Energy Center | TX | Fort Bend | CTG1 | Natural Gas Fired Combined Cycle | CT | STG1 | S | X | N | Brazos V | Brazos V | 200 | 0.8 | 166 | 182 | 90 | N |  |  | OP | X | 5 | 2003 |  |  | N | IPP Non-CHP | 2 | X | NG | 0.83 | 0.91
2171 | Brazos Valley Energy | 55357 | Jack Fusco Energy Center | TX | Fort Bend | CTG2 | Natural Gas Fired Combined Cycle | CT | STG1 | S | X | N | Braxos V | Brazos V | 200 | 0.8 | 166 | 182 | 90 | N |  |  | OP | X | 5 | 2003 |  |  | N | IPP Non-CHP | 2 | X | NG | 0.83 | 0.91
2171 | Brazos Valley Energy | 55357 | Jack Fusco Energy Center | TX | Fort Bend | STG1 | Natural Gas Fired Combined Cycle | CA | STG1 | S | Y | X | Brazos V | Brazos V | 275.6 | 0.8 | 193 | 230 | 150 | N |  |  | OP | X | 5 | 2003 |  |  | N | IPP Non-CHP | 2 | X | NG | 0.70029 | 0.83454
4405 | Cottonwood Energy Co LP | 55358 | Cottonwood Energy Project | TX | Newton | CT1 | Natural Gas Fired Combined Cycle | CT | ST1 | S | X | N |  |  | 198.9 | 0.85 | 163.7 | 169.3 | 90 | N |  |  | OP | X | 7 | 2003 |  |  | N | IPP Non-CHP | 2 | X | NG | 0.82303 | 0.85118
4405 | Cottonwood Energy Co LP | 55358 | Cottonwood Energy Project | TX | Newton | CT2 | Natural Gas Fired Combined Cycle | CT | ST2 | S | X | N |  |  | 198.9 | 0.85 | 163.7 | 169.3 | 90 | N |  |  | OP | X | 7 | 2003 |  |  | N | IPP Non-CHP | 2 | X | NG | 0.82303 | 0.85118
4405 | Cottonwood Energy Co LP | 55358 | Cottonwood Energy Project | TX | Newton | CT3 | Natural Gas Fired Combined Cycle | CT | ST3 | S | X | N |  |  | 198.9 | 0.85 | 163.7 | 169.3 | 90 | N |  |  | OP | X | 7 | 2003 |  |  | N | IPP Non-CHP | 2 | X | NG | 0.82303 | 0.85118
4405 | Cottonwood Energy Co LP | 55358 | Cottonwood Energy Project | TX | Newton | CT4 | Natural Gas Fired Combined Cycle | CT | ST4 | S | X | N |  |  | 198.9 | 0.85 | 163.7 | 169.3 | 90 | N |  |  | OP | X | 7 | 2003 |  |  | N | IPP Non-CHP | 2 | X | NG | 0.82303 | 0.85118
4405 | Cottonwood Energy Co LP | 55358 | Cottonwood Energy Project | TX | Newton | ST1 | Natural Gas Fired Combined Cycle | CA | ST1 | S | Y | X |  |  | 159.5 | 0.85 | 131.3 | 135.7 | 60 | N |  |  | OP | X | 7 | 2003 |  |  | N | IPP Non-CHP | 2 | X | NG | 0.8232 | 0.85078
4405 | Cottonwood Energy Co LP | 55358 | Cottonwood Energy Project | TX | Newton | ST2 | Natural Gas Fired Combined Cycle | CA | ST2 | S | Y | X |  |  | 159.5 | 0.85 | 131.3 | 135.7 | 60 | N |  |  | OP | X | 7 | 2003 |  |  | N | IPP Non-CHP | 2 | X | NG | 0.8232 | 0.85078
4405 | Cottonwood Energy Co LP | 55358 | Cottonwood Energy Project | TX | Newton | ST3 | Natural Gas Fired Combined Cycle | CA | ST3 | S | Y | X |  |  | 159.5 | 0.85 | 131.3 | 135.7 | 60 | N |  |  | OP | X | 7 | 2003 |  |  | N | IPP Non-CHP | 2 | X | NG | 0.8232 | 0.85078
4405 | Cottonwood Energy Co LP | 55358 | Cottonwood Energy Project | TX | Newton | ST4 | Natural Gas Fired Combined Cycle | CA | ST4 | S | Y | X |  |  | 159.5 | 0.85 | 131.3 | 135.7 | 60 | N |  |  | OP | X | 7 | 2003 |  |  | N | IPP Non-CHP | 2 | X | NG | 0.8232 | 0.85078
4994 | Deer Park Energy Center | 55464 | Deer Park Energy Center | TX | Harris | CTG1 | Natural Gas Fired Combined Cycle | CT | CC1 | S | X | N | DDPEC_CC1 | DDPEC_CC1 | 180 | 0.85 | 169.8 | 184.2 | 102 | N |  |  | OP | X | 6 | 2003 |  |  | Y | IPP CHP | 3 | T | NG | 0.94333 | 1.0233
4994 | Deer Park Energy Center | 55464 | Deer Park Energy Center | TX | Harris | CTG2 | Natural Gas Fired Combined Cycle | CT | CC1 | S | X | N | DDPEC_CC1 | DDPEC_CC1 | 180 | 0.85 | 169.8 | 184.2 | 102 | N |  |  | OP | X | 6 | 2003 |  |  | Y | IPP CHP | 3 | T | NG | 0.94333 | 1.0233
4994 | Deer Park Energy Center | 55464 | Deer Park Energy Center | TX | Harris | CTG3 | Natural Gas Fired Combined Cycle | CT | CC1 | S | X | N | DDPEC_CC1 | DDPEC_CC1 | 180 | 0.85 | 169.8 | 184.2 | 102 | N |  |  | OP | X | 6 | 2004 |  |  | Y | IPP CHP | 3 | T | NG | 0.94333 | 1.0233
4994 | Deer Park Energy Center | 55464 | Deer Park Energy Center | TX | Harris | CTG4 | Natural Gas Fired Combined Cycle | CT | CC1 | S | X | N | DDPEC_CC1 | DDPEC_CC1 | 180 | 0.85 | 169.8 | 184.2 | 102 | N |  |  | OP | X | 6 | 2004 |  |  | Y | IPP CHP | 3 | T | NG | 0.94333 | 1.0233
4994 | Deer Park Energy Center | 55464 | Deer Park Energy Center | TX | Harris | CTG6 | Natural Gas Fired Combined Cycle | CT | CC1 | S | X | N | DDPEC CC1 | DDPEC CC1 | 180 | 0.85 | 154.8 | 169.2 | 92.9 | N |  |  | OP | X | 6 | 2014 |  |  | Y | IPP CHP | 3 | T | NG | 0.86 | 0.94
4994 | Deer Park Energy Center | 55464 | Deer Park Energy Center | TX | Harris | STG1 | Natural Gas Fired Combined Cycle | CA | CC1 | S | Y | X | DDPEC_CC1 | DDPEC_CC1 | 276 | 0.9 | 282 | 282 | 40 | N |  |  | OP | X | 6 | 2004 |  |  | Y | IPP CHP | 3 | T | NG | 1.0217 | 1.0217
60477 | LaFrontera Holdings LLC | 55480 | Forney Energy Center | TX | Kaufman | ST1 | Natural Gas Fired Combined Cycle | CA | BLK1 | S | Y | X | FRNYPP_1_CCU |  | 382.5 | 0.85 | 408 | 418 | 88 | N |  |  | OP | X | 4 | 2003 |  |  | N | IPP Non-CHP | 2 | X | NG | 1.0667 | 1.0928
60477 | LaFrontera Holdings LLC | 55480 | Forney Energy Center | TX | Kaufman | ST2 | Natural Gas Fired Combined Cycle | CA | BLK2 | S | Y | X | FRNYPP_2_CCU |  | 382.5 | 0.85 | 408 | 418 | 88 | N |  |  | OP | X | 7 | 2003 |  |  | N | IPP Non-CHP | 2 | X | NG | 1.0667 | 1.0928
60477 | LaFrontera Holdings LLC | 55480 | Forney Energy Center | TX | Kaufman | U1 | Natural Gas Fired Combined Cycle | CT | BLK1 | S | X | N | FRNYPP_1_CCU |  | 188.2 | 0.85 | 167 | 195 | 90 | N |  |  | OP | X | 2 | 2003 |  |  | N | IPP Non-CHP | 2 | X | NG | 0.88735 | 1.0361
60477 | LaFrontera Holdings LLC | 55480 | Forney Energy Center | TX | Kaufman | U2 | Natural Gas Fired Combined Cycle | CT | BLK1 | S | X | N | FRNYPP_1_CCU |  | 188.2 | 0.85 | 159 | 185 | 90 | N |  |  | OP | X | 2 | 2003 |  |  | N | IPP Non-CHP | 2 | X | NG | 0.84485 | 0.983
60477 | LaFrontera Holdings LLC | 55480 | Forney Energy Center | TX | Kaufman | U3 | Natural Gas Fired Combined Cycle | CT | BLK1 | S | X | N | FRNYPP_1_CCU |  | 188.2 | 0.85 | 159 | 185 | 90 | N |  |  | OP | X | 2 | 2003 |  |  | N | IPP Non-CHP | 2 | X | NG | 0.84485 | 0.983
60477 | LaFrontera Holdings LLC | 55480 | Forney Energy Center | TX | Kaufman | U4 | Natural Gas Fired Combined Cycle | CT | BLK2 | S | X | N | FRNYPP_2_CCU |  | 188.2 | 0.85 | 167 | 195 | 90 | N |  |  | OP | X | 5 | 2003 |  |  | N | IPP Non-CHP | 2 | X | NG | 0.88735 | 1.0361
60477 | LaFrontera Holdings LLC | 55480 | Forney Energy Center | TX | Kaufman | U5 | Natural Gas Fired Combined Cycle | CT | BLK2 | S | X | N | FRNYPP_2_CCU |  | 188.2 | 0.85 | 159 | 185 | 90 | N |  |  | OP | X | 5 | 2003 |  |  | N | IPP Non-CHP | 2 | X | NG | 0.84485 | 0.983
60477 | LaFrontera Holdings LLC | 55480 | Forney Energy Center | TX | Kaufman | U6 | Natural Gas Fired Combined Cycle | CT | BLK2 | S | X | N | FRNYPP_2_CCU |  | 188.2 | 0.85 | 159 | 185 | 90 | N |  |  | OP | X | 5 | 2003 |  |  | N | IPP Non-CHP | 2 | X | NG | 0.84485 | 0.983
2934 | Calpine Corp - Hidalgo | 55545 | Hidalgo Energy Center | TX | Hidalgo | CTG1 | Natural Gas Fired Combined Cycle | CT | CC1 | J | X | N | Duke_CC1 | Duke_CC1 | 176.6 | 0.85 | 149 | 168 | 70 | N |  |  | OP | X | 6 | 2000 |  |  | N | IPP Non-CHP | 2 | X | NG | 0.84371 | 0.9513
2934 | Calpine Corp - Hidalgo | 55545 | Hidalgo Energy Center | TX | Hidalgo | CTG2 | Natural Gas Fired Combined Cycle | CT | CC1 | J | X | N | Duke_CC1 | Duke _CC1 | 176.6 | 0.85 | 149 | 168 | 70 | N |  |  | OP | X | 6 | 2000 |  |  | N | IPP Non-CHP | 2 | X | NG | 0.84371 | 0.9513
2934 | Calpine Corp - Hidalgo | 55545 | Hidalgo Energy Center | TX | Hidalgo | STG1 | Natural Gas Fired Combined Cycle | CA | CC1 | J | N | X | Duke_CC1 | Duke_CC1 | 198.1 | 0.85 | 172 | 182 | 50 | N |  |  | OP | X | 6 | 2000 |  |  | N | IPP Non-CHP | 2 | X | NG | 0.86825 | 0.91873
39347 | East Texas Electric Coop, Inc | 55664 | Harrison County Power Project | TX | Harrison | GT-1 | Natural Gas Fired Combined Cycle | CT | CC1 | J | X | N | HARRISON | HARRISON | 170 | 0.85 | 144.5 | 166.6 | 100 | N |  |  | OP | X | 6 | 2003 |  |  | N | Electric Utility | 1 | X | NG | 0.85 | 0.98
39347 | East Texas Electric Coop, Inc | 55664 | Harrison County Power Project | TX | Harrison | GT-2 | Natural Gas Fired Combined Cycle | CT | CC1 | J | X | N |  |  | 170 | 0.85 | 144.5 | 166.6 | 100 | N |  |  | OP | X | 6 | 2003 |  |  | N | Electric Utility | 1 | X | NG | 0.85 | 0.98
39347 | East Texas Electric Coop, Inc | 55664 | Harrison County Power Project | TX | Harrison | ST-1 | Natural Gas Fired Combined Cycle | CA | CC1 | J | Y | X |  |  | 230 | 0.85 | 225.4 | 225.4 | 50 | N |  |  | OP | X | 6 | 2003 |  |  | N | Electric Utility | 1 | X | NG | 0.98 | 0.98
56766 | CER Quail Run Energy Partners LP | 56349 | Quail Run Energy Center | TX | Ector | CT1A | Natural Gas Fired Combined Cycle | CT | 830 | S | X | N |  |  | 90.6 | 0.9 | 70 | 84 | 55 | N |  |  | OP | X | 5 | 2007 |  |  | N | IPP Non-CHP | 2 | X | NG | 0.77263 | 0.92715
56766 | CER Quail Run Energy Partners LP | 56349 | Quail Run Energy Center | TX | Ector | CT1B | Natural Gas Fired Combined Cycle | CT | 830 | S | X | N |  |  | 90.6 | 0.9 | 70 | 84 | 55 | N |  |  | OP | X | 5 | 2007 |  |  | N | IPP Non-CHP | 2 | X | NG | 0.77263 | 0.92715
56766 | CER Quail Run Energy Partners LP | 56349 | Quail Run Energy Center | TX | Ector | CT2A | Natural Gas Fired Combined Cycle | CT | 831 | S | X | N |  |  | 86.5 | 0.85 | 68 | 84 | 55 | N |  |  | OP | X | 5 | 2002 |  |  | N | IPP Non-CHP | 2 | X | NG | 0.78613 | 0.9711
56766 | CER Quail Run Energy Partners LP | 56349 | Quail Run Energy Center | TX | Ector | CT2B | Natural Gas Fired Combined Cycle | CT | 831 | S | X | N |  |  | 86.5 | 0.85 | 68 | 84 | 55 | N |  |  | OP | X | 5 | 2002 |  |  | N | IPP Non-CHP | 2 | X | NG | 0.78613 | 0.9711
56766 | CER Quail Run Energy Partners LP | 56349 | Quail Run Energy Center | TX | Ector | ST1 | Natural Gas Fired Combined Cycle | CA | 830 | S | Y | X |  |  | 98.1 | 0.9 | 98.1 | 98.1 | 58 | N |  |  | OP | X | 5 | 2007 |  |  | N | IPP Non-CHP | 2 | X | NG | 1 | 1
56766 | CER Quail Run Energy Partners LP | 56349 | Quail Run Energy Center | TX | Ector | ST2 | Natural Gas Fired Combined Cycle | CA | 831 | S | Y | X |  |  | 98.1 | 0.9 | 98.1 | 98.1 | 58 | N |  |  | OP | X | 5 | 2008 |  |  | N | IPP Non-CHP | 2 | X | NG | 1 | 1
56765 | CER Colorado Bend Energy Partners LP | 56350 | Colorado Bend Energy Center | TX | Wharton | CT1A | Natural Gas Fired Combined Cycle | CT | BLK1 | S | X | N |  |  | 90 | 0.85 | 70 | 79 | 50 | N |  |  | OP | X | 5 | 2002 |  |  | N | IPP Non-CHP | 2 | X | NG | 0.77778 | 0.87778
56765 | CER Colorado Bend Energy Partners LP | 56350 | Colorado Bend Energy Center | TX | Wharton | CT1B | Natural Gas Fired Combined Cycle | CT | BLK1 | S | X | N |  |  | 90 | 0.85 | 62 | 72 | 50 | N |  |  | OP | X | 5 | 2002 |  |  | N | IPP Non-CHP | 2 | X | NG | 0.68889 | 0.8
56765 | CER Colorado Bend Energy Partners LP | 56350 | Colorado Bend Energy Center | TX | Wharton | CT2A | Natural Gas Fired Combined Cycle | CT | BLK2 | S | X | N |  |  | 90 | 0.85 | 69 | 77 | 43 | N |  |  | OP | X | 5 | 2002 |  |  | N | IPP Non-CHP | 2 | X | NG | 0.76667 | 0.85556
56765 | CER Colorado Bend Energy Partners LP | 56350 | Colorado Bend Energy Center | TX | Wharton | CT2B | Natural Gas Fired Combined Cycle | CT | BLK2 | S | X | N |  |  | 90 | 0.85 | 63 | 73 | 43 | N |  |  | OP | X | 5 | 2002 |  |  | N | IPP Non-CHP | 2 | X | NG | 0.7 | 0.81111
56765 | CER Colorado Bend Energy Partners LP | 56350 | Colorado Bend Energy Center | TX | Wharton | ST1 | Natural Gas Fired Combined Cycle | CA | BLK1 | S | Y | X |  |  | 105.1 | 0.92 | 101 | 102 | 43 | N |  |  | OP | X | 5 | 2007 |  |  | N | IPP Non-CHP | 2 | X | NG | 0.96099 | 0.9705
56765 | CER Colorado Bend Energy Partners LP | 56350 | Colorado Bend Energy Center | TX | Wharton | ST2 | Natural Gas Fired Combined Cycle | CA | BLK2 | S | Y | X |  |  | 115 | 0.85 | 103 | 108 | 38 | N |  |  | OP | X | 6 | 2008 |  |  | N | IPP Non-CHP | 2 | X | NG | 0.89565 | 0.93913
56020 | NRG Cedar Bayou Development Company LLC | 56806 | Cedar Bayou 4 | TX | Chambers | 4 | Natural Gas Fired Combined Cycle | CA | CBY4 | J | N | X | CBY4_CC1 | CBY4_CC1 | 178.5 | 0.85 | 172 | 185 | 70 | N |  |  | OP | X | 6 | 2009 |  |  | N | IPP Non-CHP | 2 | X | NG | 0.96359 | 1.0364
56020 | NRG Cedar Bayou Development Company LLC | 56806 | Cedar Bayou 4 | TX | Chambers | 41 | Natural Gas Fired Combined Cycle | CT | CBY4 | J | X | N | CBY4_CC1 | CBY4_CC1 | 178.5 | 0.85 | 165 | 207 | 130 | N |  |  | OP | X | 6 | 2009 |  |  | N | IPP Non-CHP | 2 | X | NG | 0.92437 | 1.1597
56020 | NRG Cedar Bayou Development Company LLC | 56806 | Cedar Bayou 4 | TX | Chambers | 42 | Natural Gas Fired Combined Cycle | CT | CBY4 | J | X | N | CBY4_CC1 | CBY4_CC1 | 178.5 | 0.85 | 165 | 207 | 130 | N |  |  | OP | X | 6 | 2009 |  |  | N | IPP Non-CHP | 2 | X | NG | 0.92437 | 1.1597
57377 | PPG - O&M Panda Temple Power LLC | 58001 | Panda Temple Power Station | TX | Bell | CTG-1 | Natural Gas Fired Combined Cycle | CT | TMP1 | W | X | N |  |  | 232 | 0.85 | 211 | 230 | 140 | N |  |  | OP | X | 7 | 2014 |  |  | N | IPP Non-CHP | 2 | X | NG | 0.90948 | 0.99138
57377 | PPG - O&M Panda Temple Power LLC | 58001 | Panda Temple Power Station | TX | Bell | CTG-2 | Natural Gas Fired Combined Cycle | CT | TMP1 | W | X | N |  |  | 232 | 0.85 | 211 | 230 | 140 | N |  |  | OP | X | 7 | 2014 |  |  | N | IPP Non-CHP | 2 | X | NG | 0.90948 | 0.99138
57377 | PPG - O&M Panda Temple Power LLC | 58001 | Panda Temple Power Station | TX | Bell | CTG-3 | Natural Gas Fired Combined Cycle | CT | TMP2 | W | X | N |  |  | 232 | 0.85 | 211 | 230 | 140 | N |  |  | OP | X | 5 | 2015 |  |  | N | IPP Non-CHP | 2 | X | NG | 0.90948 | 0.99138
57377 | PPG - O&M Panda Temple Power LLC | 58001 | Panda Temple Power Station | TX | Bell | CTG-4 | Natural Gas Fired Combined Cycle | CT | TMP2 | W | X | N |  |  | 232 | 0.85 | 211 | 230 | 140 | N |  |  | OP | X | 5 | 2015 |  |  | N | IPP Non-CHP | 2 | X | NG | 0.90948 | 0.99138
57377 | PPG - O&M Panda Temple Power LLC | 58001 | Panda Temple Power Station | TX | Bell | STG-1 | Natural Gas Fired Combined Cycle | CA | TMP1 | W | Y | X |  |  | 339.2 | 0.85 | 312 | 326 | 70 | N |  |  | OP | X | 7 | 2014 |  |  | N | IPP Non-CHP | 2 | X | NG | 0.91981 | 0.96108
57377 | PPG - O&M Panda Temple Power LLC | 58001 | Panda Temple Power Station | TX | Bell | STG-2 | Natural Gas Fired Combined Cycle | CA | TMP2 | W | Y | X |  |  | 339.2 | 0.85 | 312 | 326 | 70 | N |  |  | OP | X | 5 | 2015 |  |  | N | IPP Non-CHP | 2 | X | NG | 0.91981 | 0.96108
57379 | PPG - O&M Panda Sherman Power LLC | 58005 | Panda Sherman Power Station | TX | Grayson | CTG-1 | Natural Gas Fired Combined Cycle | CT | CC1 | S | X | N | PANDA_S_CT1 | PANDA_S_CC1 | 232 | 0.85 | 204 | 232 | 135 | N |  |  | OP | X | 8 | 2014 |  |  | N | IPP Non-CHP | 2 | X | NG | 0.87931 | 1
57379 | PPG - O&M Panda Sherman Power LLC | 58005 | Panda Sherman Power Station | TX | Grayson | CTG-2 | Natural Gas Fired Combined Cycle | CT | CC1 | S | X | N | PANDA_S_CT2 | PANDA_S_CC1 | 232 | 0.85 | 204 | 232 | 135 | N |  |  | OP | X | 8 | 2014 |  |  | N | IPP Non-CHP | 2 | X | NG | 0.87931 | 1
57379 | PPG - O&M Panda Sherman Power LLC | 58005 | Panda Sherman Power Station | TX | Grayson | STG-1 | Natural Gas Fired Combined Cycle | CA | CC1 | S | Y | X | PANDA_S_ST1 | PANDA_S_CC1 | 339.2 | 0.85 | 309 | 331 | 86 | N |  |  | OP | X | 8 | 2014 |  |  | N | IPP Non-CHP | 2 | X | NG | 0.91097 | 0.97583
6035 | Exelon Power | 59812 | Wolf Hollow II | TX | Hood | CGT4 | Natural Gas Fired Combined Cycle | CT | BLK2 | S | X | Y |  |  | 360 | 0.9 | 314.1 | 335 | 125.8 | N |  |  | OP | X | 6 | 2017 |  |  | N | IPP Non-CHP | 2 | X | NG | 0.8725 | 0.93056
6035 | Exelon Power | 59812 | Wolf Hollow II | TX | Hood | CGT5 | Natural Gas Fired Combined Cycle | CT | BLK2 | S | X | Y |  |  | 360 | 0.9 | 317.9 | 335 | 125.8 | N |  |  | OP | X | 6 | 2017 |  |  | N | IPP Non-CHP | 2 | X | NG | 0.88306 | 0.93056
6035 | Exelon Power | 59812 | Wolf Hollow II | TX | Hood | STG6 | Natural Gas Fired Combined Cycle | CA | BLK2 | S | Y | X |  |  | 511.2 | 0.9 | 432 | 460 | 180.9 | N |  |  | OP | X | 6 | 2017 |  |  | N | IPP Non-CHP | 2 | X | NG | 0.84507 | 0.89984
6035 | Exelon Power | 60122 | Colorado Bend II | TX | Wharton | CT7 | Natural Gas Fired Combined Cycle | CT | BLK3 | S | X | Y |  |  | 360.9 | 0.9 | 313.2 | 350 | 129 | N |  |  | OP | X | 6 | 2017 |  |  | N | IPP Non-CHP | 2 | X | NG | 0.86783 | 0.9698
6035 | Exelon Power | 60122 | Colorado Bend II | TX | Wharton | CT8 | Natural Gas Fired Combined Cycle | CT | BLK3 | S | X | Y |  |  | 360.9 | 0.9 | 313.2 | 350 | 129 | N |  |  | OP | X | 6 | 2017 |  |  | N | IPP Non-CHP | 2 | X | NG | 0.86783 | 0.9698
6035 | Exelon Power | 60122 | Colorado Bend II | TX | Wharton | STG9 | Natural Gas Fired Combined Cycle | CA | BLK3 | S | Y | X |  |  | 508.5 | 0.9 | 461.4 | 498 | 187.1 | N |  |  | OP | X | 6 | 2017 |  |  | N | IPP Non-CHP | 2 | X | NG | 0.90737 | 0.97935
5701 | El Paso Electric Co | 9 | Copper | TX | El Paso | 1 | Natural Gas Fired Combustion Turbine | GT |  | S | X | X |  |  | 86.9 | 0.9 | 64 | 64 | 3 | N |  |  | OP | X | 7 | 1980 |  |  | N | Electric Utility | 1 | X | NG | 0.73648 | 0.73648
49979 | Topaz Power Group GP II, LLC | 3439 | Laredo | TX | Webb | 4 | Natural Gas Fired Combustion Turbine | GT |  | S | X | X |  |  | 131.8 | 0.85 | 90.1 | 97.4 | 35 | N |  |  | OP | X | 8 | 2008 |  |  | N | IPP Non-CHP | 2 | X | NG | 0.68361 | 0.739
49979 | Topaz Power Group GP II, LLC | 3439 | Laredo | TX | Webb | 5 | Natural Gas Fired Combustion Turbine | GT |  | S | X | X |  |  | 131.8 | 0.85 | 87.3 | 94.4 | 35 | N |  |  | OP | X | 9 | 2008 |  |  | N | IPP Non-CHP | 2 | X | NG | 0.66237 | 0.71624
54888 | NRG Texas Power LLC | 3464 | Greens Bayou | TX | Harris | 73 | Natural Gas Fired Combustion Turbine | GT |  | S | X | X | GBY_GT | GBY_GT | 72 | 0.9 | 54 | 54 | 30 | N |  |  | OA | X | 12 | 1976 |  |  | N | IPP Non-CHP | 2 | X | NG | 0.75 | 0.75
54888 | NRG Texas Power LLC | 3464 | Greens Bayou | TX | Harris | 74 | Natural Gas Fired Combustion Turbine | GT |  | S | X | X | GBY_GT | GBY_GT | 72 | 0.9 | 54 | 54 | 30 | N |  |  | OA | X | 12 | 1976 |  |  | N | IPP Non-CHP | 2 | X | NG | 0.75 | 0.75
54888 | NRG Texas Power LLC | 3464 | Greens Bayou | TX | Harris | 81 | Natural Gas Fired Combustion Turbine | GT |  | S | X | X | GBY_GT | GBY_GT | 72 | 0.9 | 54 | 54 | 30 | N |  |  | OA | X | 12 | 1976 |  |  | N | IPP Non-CHP | 2 | X | NG | 0.75 | 0.75
54888 | NRG Texas Power LLC | 3464 | Greens Bayou | TX | Harris | 82 | Natural Gas Fired Combustion Turbine | GT |  | S | X | X | GBY_GT | GBY_GT | 72 | 0.9 | 64 | 64 | 30 | N |  |  | OA | X | 12 | 1976 |  |  | N | IPP Non-CHP | 2 | X | NG | 0.88889 | 0.88889
54888 | NRG Texas Power LLC | 3464 | Greens Bayou | TX | Harris | 83 | Natural Gas Fired Combustion Turbine | GT |  | S | X | X | GBY_GT | GBY_GT | 72 | 0.9 | 64 | 64 | 30 | N |  |  | OA | X | 12 | 1976 |  |  | N | IPP Non-CHP | 2 | X | NG | 0.88889 | 0.88889
54888 | NRG Texas Power LLC | 3464 | Greens Bayou | TX | Harris | 84 | Natural Gas Fired Combustion Turbine | GT |  | S | X | X | GBY_GT | GBY_GT | 72 | 0.9 | 64 | 64 | 30 | N |  |  | OA | X | 12 | 1976 |  |  | N | IPP Non-CHP | 2 | X | NG | 0.88889 | 0.88889
54888 | NRG Texas Power LLC | 3468 | Sam Bertron | TX | Harris | GT2 | Natural Gas Fired Combustion Turbine | GT |  | S | X | X | SRB_SRB_GT12 | SRB_SRB_GT12 | 16.3 | 0.85 | 13 | 13 | 5 | N |  |  | OS | X | 7 | 1967 |  |  | N | IPP Non-CHP | 2 | X | NG | 0.79755 | 0.79755
54888 | NRG Texas Power LLC | 3469 | T H Wharton | TX | Harris | 51 | Natural Gas Fired Combustion Turbine | GT |  | S | X | X | THW_THWGT5X | THW_THWGT5X | 85 | 0.9 | 58 | 58 | 40 | N |  |  | OP | X | 11 | 1975 |  |  | N | IPP Non-CHP | 2 | X | NG | 0.68235 | 0.68235
54888 | NRG Texas Power LLC | 3469 | T H Wharton | TX | Harris | 52 | Natural Gas Fired Combustion Turbine | GT |  | S | X | X | THW_THWGT5X | THW_THWGT5X | 85 | 0.9 | 58 | 58 | 38 | N |  |  | OP | X | 11 | 1975 |  |  | N | IPP Non-CHP | 2 | X | NG | 0.68235 | 0.68235
54888 | NRG Texas Power LLC | 3469 | T H Wharton | TX | Harris | 53 | Natural Gas Fired Combustion Turbine | GT |  | S | X | X | THW_THWGT5X | THW_THWGT5X | 85 | 0.9 | 58 | 58 | 42 | N |  |  | OP | X | 11 | 1975 |  |  | N | IPP Non-CHP | 2 | X | NG | 0.68235 | 0.68235
54888 | NRG Texas Power LLC | 3469 | T H Wharton | TX | Harris | 54 | Natural Gas Fired Combustion Turbine | GT |  | S | X | X | THW_THWGT5X | THW_THWGT5X | 85 | 0.9 | 58 | 58 | 48 | N |  |  | OP | X | 11 | 1975 |  |  | N | IPP Non-CHP | 2 | X | NG | 0.68235 | 0.68235
54888 | NRG Texas Power LLC | 3469 | T H Wharton | TX | Harris | 55 | Natural Gas Fired Combustion Turbine | GT |  | S | X | X | THW_THWGT5X | THW_THWGT5X | 85 | 0.9 | 58 | 58 | 42 | N |  |  | OP | X | 11 | 1975 |  |  | N | IPP Non-CHP | 2 | X | NG | 0.68235 | 0.68235
54888 | NRG Texas Power LLC | 3469 | T H Wharton | TX | Harris | 56 | Natural Gas Fired Combustion Turbine | GT |  | S | X | X | THW_THWGT5X | THW_THWGT5X | 85 | 0.9 | 58 | 58 | 38 | N |  |  | OP | X | 11 | 1975 |  |  | N | IPP Non-CHP | 2 | X | NG | 0.68235 | 0.68235
54888 | NRG Texas Power LLC | 3469 | T H Wharton | TX | Harris | GT1 | Natural Gas Fired Combustion Turbine | GT |  | S | X | X | THW_THWGT_1 | THW_THWGT_1 | 16.3 | 0.85 | 13 | 13 | 5 | N |  |  | OP | X | 7 | 1967 |  |  | N | IPP Non-CHP | 2 | X | NG | 0.79755 | 0.79755
54888 | NRG Texas Power LLC | 3470 | W A Parish | TX | Fort Bend | GT1 | Natural Gas Fired Combustion Turbine | GT |  | S | X | X | WAP_WAP_GT_1 | WAP_WAP_GT_1 | 16.3 | 0.85 | 13 | 13 | 3 | N |  |  | OP | X | 7 | 1967 |  |  | N | IPP Non-CHP | 2 | X | NG | 0.79755 | 0.79755
17718 | Southwestern Public Service Co | 3482 | Jones | TX | Lubbock | 3 | Natural Gas Fired Combustion Turbine | GT |  | S | X | X | SPS.JONES3 | SPS.JONES3 | 182.7 | 0.9 | 166 | 183 | 114 | N |  |  | OP | X | 6 | 2011 | 12 | 2056 | N | Electric Utility | 1 | X | NG | 0.90859 | 1.0016
17718 | Southwestern Public Service Co | 3482 | Jones | TX | Lubbock | 4 | Natural Gas Fired Combustion Turbine | GT |  | S | X | X | SPS.JONES4 | SPS.JONES4 | 182.7 | 0.9 | 168 | 183 | 116 | N |  |  | OP | X | 5 | 2013 | 12 | 2058 | N | Electric Utility | 1 | X | NG | 0.91954 | 1.0016
55983 | Luminant Generation Company LLC | 3492 | Morgan Creek | TX | Mitchell | CT1 | Natural Gas Fired Combustion Turbine | GT |  | S | X | X |  |  | 89.4 | 0.9 | 67 | 82 | 30 | N |  |  | OP | X | 7 | 1988 |  |  | N | IPP Non-CHP | 2 | X | NG | 0.74944 | 0.91723
55983 | Luminant Generation Company LLC | 3492 | Morgan Creek | TX | Mitchell | CT2 | Natural Gas Fired Combustion Turbine | GT |  | S | X | X |  |  | 89.4 | 0.9 | 66 | 80 | 30 | N |  |  | OP | X | 7 | 1988 |  |  | N | IPP Non-CHP | 2 | X | NG | 0.73826 | 0.89485
55983 | Luminant Generation Company LLC | 3492 | Morgan Creek | TX | Mitchell | CT3 | Natural Gas Fired Combustion Turbine | GT |  | S | X | X |  |  | 89.4 | 0.9 | 66 | 80 | 30 | N |  |  | OP | X | 8 | 1988 |  |  | N | IPP Non-CHP | 2 | X | NG | 0.73826 | 0.89485
55983 | Luminant Generation Company LLC | 3492 | Morgan Creek | TX | Mitchell | CT4 | Natural Gas Fired Combustion Turbine | GT |  | S | X | X |  |  | 89.4 | 0.9 | 67 | 81 | 30 | N |  |  | OP | X | 7 | 1988 |  |  | N | IPP Non-CHP | 2 | X | NG | 0.74944 | 0.90604
55983 | Luminant Generation Company LLC | 3492 | Morgan Creek | TX | Mitchell | CT5 | Natural Gas Fired Combustion Turbine | GT |  | S | X | X |  |  | 89.4 | 0.9 | 68 | 80 | 30 | N |  |  | OP | X | 7 | 1988 |  |  | N | IPP Non-CHP | 2 | X | NG | 0.76063 | 0.89485
55983 | Luminant Generation Company LLC | 3492 | Morgan Creek | TX | Mitchell | CT6 | Natural Gas Fired Combustion Turbine | GT |  | S | X | X |  |  | 89.4 | 0.9 | 68 | 82 | 30 | N |  |  | OP | X | 7 | 1988 |  |  | N | IPP Non-CHP | 2 | X | NG | 0.76063 | 0.91723
55983 | Luminant Generation Company LLC | 3494 | Permian Basin | TX | Ward | CT1 | Natural Gas Fired Combustion Turbine | GT |  | S | X | X |  |  | 89.4 | 0.9 | 64 | 79 | 41 | N |  |  | OP | X | 5 | 1988 |  |  | N | IPP Non-CHP | 2 | X | NG | 0.71588 | 0.88367
55983 | Luminant Generation Company LLC | 3494 | Permian Basin | TX | Ward | CT2 | Natural Gas Fired Combustion Turbine | GT |  | S | X | X |  |  | 89.4 | 0.9 | 64 | 76 | 41 | N |  |  | OP | X | 5 | 1988 |  |  | N | IPP Non-CHP | 2 | X | NG | 0.71588 | 0.85011
55983 | Luminant Generation Company LLC | 3494 | Permian Basin | TX | Ward | CT3 | Natural Gas Fired Combustion Turbine | GT |  | S | X | X |  |  | 89.4 | 0.9 | 64 | 78 | 41 | N |  |  | OP | X | 5 | 1988 |  |  | N | IPP Non-CHP | 2 | X | NG | 0.71588 | 0.87248
55983 | Luminant Generation Company LLC | 3494 | Permian Basin | TX | Ward | CT4 | Natural Gas Fired Combustion Turbine | GT |  | S | X | X |  |  | 89.4 | 0.9 | 64 | 75 | 41 | N |  |  | OP | X | 2 | 1990 |  |  | N | IPP Non-CHP | 2 | X | NG | 0.71588 | 0.83893
55983 | Luminant Generation Company LLC | 3494 | Permian Basin | TX | Ward | CT5 | Natural Gas Fired Combustion Turbine | GT |  | S | X | X |  |  | 89.4 | 0.9 | 65 | 79 | 41 | N |  |  | OP | X | 2 | 1990 |  |  | N | IPP Non-CHP | 2 | X | NG | 0.72707 | 0.88367
1015 | Austin Energy | 3548 | Decker Creek | TX | Travis | GT1 | Natural Gas Fired Combustion Turbine | GT |  | S | X | X |  |  | 51.5 | 0.9 | 52 | 60 | 49 | N |  |  | OP | X | 9 | 1988 |  |  | N | Electric Utility | 1 | X | NG | 1.0097 | 1.165
1015 | Austin Energy | 3548 | Decker Creek | TX | Travis | GT2 | Natural Gas Fired Combustion Turbine | GT |  | S | X | X |  |  | 51.5 | 0.9 | 52 | 60 | 49 | N |  |  | OP | X | 9 | 1988 |  |  | N | Electric Utility | 1 | X | NG | 1.0097 | 1.165
1015 | Austin Energy | 3548 | Decker Creek | TX | Travis | GT3 | Natural Gas Fired Combustion Turbine | GT |  | S | X | X |  |  | 51.5 | 0.9 | 52 | 60 | 49 | N |  |  | OP | X | 9 | 1988 |  |  | N | Electric Utility | 1 | X | NG | 1.0097 | 1.165
1015 | Austin Energy | 3548 | Decker Creek | TX | Travis | GT4 | Natural Gas Fired Combustion Turbine | GT |  | S | X | X |  |  | 51.5 | 0.9 | 52 | 60 | 49 | N |  |  | OP | X | 9 | 1988 |  |  | N | Electric Utility | 1 | X | NG | 1.0097 | 1.165
2409 | Brownsville Public Utilities Board | 3559 | Silas Ray | TX | Cameron | 10 | Natural Gas Fired Combustion Turbine | GT |  | S | X | X | SILASRAY_SILAS_10 | SILASRAY_SILAS_10 | 61 | 0.85 | 45 | 48 | 15 | N |  |  | OP | X | 12 | 2004 |  |  | N | Electric Utility | 1 | X | NG | 0.7377 | 0.78689
2442 | City of Bryan - (TX) | 3561 | Bryan (TX) | TX | Brazos | 7 | Natural Gas Fired Combustion Turbine | GT |  | S | X | X | ATK ATKG |  | 22 | 0.9 | 21 | 21 | 5 | N |  |  | OP | X | 5 | 1975 |  |  | N | Electric Utility | 1 | X | NG | 0.95455 | 0.95455
6958 | City of Garland - (TX) | 3576 | Ray Olinger | TX | Collin | 4 | Natural Gas Fired Combustion Turbine | GT |  | S | X | X |  |  | 82.7 | 0.85 | 75 | 81 | 55 | N |  |  | OP | X | 7 | 2001 |  |  | N | Electric Utility | 1 | X | NG | 0.90689 | 0.97944
11292 | City of Lubbock - (TX) | 3602 | Ty Cooke | TX | Lubbock | GT2 | Natural Gas Fired Combustion Turbine | GT |  | S | X | X |  |  | 18.5 | 0.9 | 16 | 18.5 | 16 | N |  |  | OP | X | 6 | 1971 |  |  | N | Electric Utility | 1 | X | NG | 0.86486 | 1
11292 | City of Lubbock - (TX) | 3602 | Ty Cooke | TX | Lubbock | GT3 | Natural Gas Fired Combustion Turbine | GT |  | S | X | X |  |  | 22 | 0.9 | 16 | 18 | 16 | N |  |  | OA | X | 7 | 1974 |  |  | N | Electric Utility | 1 | X | NG | 0.72727 | 0.81818
16604 | City of San Antonio - (TX) | 3609 | Leon Creek | TX | Bexar | CGT1 | Natural Gas Fired Combustion Turbine | GT |  | S | X | X | LEONLCPCT1_2 | LEONLCPCT1_2 | 57.4 | 0.85 | 46 | 46 | 20 | N |  |  | OP | X | 6 | 2004 |  |  | N | Electric Utility | 1 | X | NG | 0.80139 | 0.80139
16604 | City of San Antonio - (TX) | 3609 | Leon Creek | TX | Bexar | CGT2 | Natural Gas Fired Combustion Turbine | GT |  | S | X | X | LEONLCPCT1_2 | LEONLCPCT1_2 | 57.4 | 0.85 | 46 | 46 | 20 | N |  |  | OP | X | 6 | 2004 |  |  | N | Electric Utility | 1 | X | NG | 0.80139 | 0.80139
16604 | City of San Antonio - (TX) | 3609 | Leon Creek | TX | Bexar | CGT3 | Natural Gas Fired Combustion Turbine | GT |  | S | X | X | LEONLCPCT3_4 | LEONLCPCT3_4 | 57.4 | 0.85 | 44 | 44 | 20 | N |  |  | OP | X | 6 | 2004 |  |  | N | Electric Utility | 1 | X | NG | 0.76655 | 0.76655
16604 | City of San Antonio - (TX) | 3609 | Leon Creek | TX | Bexar | CGT4 | Natural Gas Fired Combustion Turbine | GT |  | S | X | X | LEONLCPCT3_4 | LEONLCPCT3_4 | 57.4 | 0.85 | 46 | 46 | 20 | N |  |  | OP | X | 6 | 2004 |  |  | N | Electric Utility | 1 | X | NG | 0.80139 | 0.80139
16604 | City of San Antonio - (TX) | 3612 | V H Braunig | TX | Bexar | 5 | Natural Gas Fired Combustion Turbine | GT |  | S | X | X | BR_VHB6CT5_6 | BR_VHB6CT5_6 | 61 | 0.85 | 48 | 48 | 20 | N |  |  | OP | X | 12 | 2010 |  |  | N | Electric Utility | 1 | X | NG | 0.78689 | 0.78689
16604 | City of San Antonio - (TX) | 3612 | V H Braunig | TX | Bexar | 6 | Natural Gas Fired Combustion Turbine | GT |  | S | X | X | BR_VHB6CT5_6 | BR_VHB6CT5_6 | 61 | 0.85 | 48 | 48 | 20 | N |  |  | OP | X | 12 | 2010 |  |  | N | Electric Utility | 1 | X | NG | 0.78689 | 0.78689
16604 | City of San Antonio - (TX) | 3612 | V H Braunig | TX | Bexar | 7 | Natural Gas Fired Combustion Turbine | GT |  | S | X | X | BR_VHB6CT7_8 | BR_VHB6CT7_8 | 61 | 0.85 | 48 | 48 | 20 | N |  |  | OP | X | 12 | 2010 |  |  | N | Electric Utility | 1 | X | NG | 0.78689 | 0.78689
16604 | City of San Antonio - (TX) | 3612 | V H Braunig | TX | Bexar | 8 | Natural Gas Fired Combustion Turbine | GT |  | S | X | X | BR_VHB6CT7_8 | BR_VHB6CT7_8 | 61 | 0.85 | 47 | 47 | 20 | N |  |  | OP | X | 12 | 2010 |  |  | N | Electric Utility | 1 | X | NG | 0.77049 | 0.77049
2172 | Brazos Electric Power Coop Inc | 3628 | R W Miller | TX | Palo Pinto | 4 | Natural Gas Fired Combustion Turbine | GT |  | S | X | X | MIL_MILG345 | MIL_MILG345 | 118.8 | 0.9 | 104 | 104 | 35 | N |  |  | OP | X | 7 | 1994 |  |  | N | Electric Utility | 1 | X | NG | 0.87542 | 0.87542
2172 | Brazos Electric Power Coop Inc | 3628 | R W Miller | TX | Palo Pinto | 5 | Natural Gas Fired Combustion Turbine | GT |  | S | X | X | MIL_MILG345 | MIL_MILG345 | 118.8 | 0.9 | 104 | 104 | 35 | N |  |  | OP | X | 7 | 1994 |  |  | N | Electric Utility | 1 | X | NG | 0.87542 | 0.87542
17583 | South Texas Electric Coop, Inc | 3631 | Sam Rayburn | TX | Victoria | 1 | Natural Gas Fired Combustion Turbine | GT |  | S | X | X | RAYBURG_G1_2 |  | 11.2 | 0.85 | 10.5 | 13 | 4 | N |  |  | OP | X | 3 | 1963 |  |  | N | Electric Utility | 1 | X | NG | 0.9375 | 1.1607
17583 | South Texas Electric Coop, Inc | 3631 | Sam Rayburn | TX | Victoria | 2 | Natural Gas Fired Combustion Turbine | GT |  | S | X | X | RAYBURG_G1_2 |  | 11.2 | 0.85 | 11.5 | 14 | 4 | N |  |  | OP | X | 3 | 1963 |  |  | N | Electric Utility | 1 | X | NG | 1.0268 | 1.25
2442 | City of Bryan - (TX) | 6243 | Dansby | TX | Brazos | 2 | Natural Gas Fired Combustion Turbine | GT |  | S | X | X | DANSBY | DANSBY | 49.1 | 0.85 | 47.1 | 48.1 | 12 | N |  |  | OP | X | 2 | 2004 |  |  | N | Electric Utility | 1 | X | NG | 0.95927 | 0.97963
2442 | City of Bryan - (TX) | 6243 | Dansby | TX | Brazos | 3 | Natural Gas Fired Combustion Turbine | GT |  | S | X | X | DANSBY | DANSBY | 49.1 | 0.85 | 47.1 | 48.1 | 12 | N |  |  | OP | X | 3 | 2010 |  |  | N | Electric Utility | 1 | X | NG | 0.95927 | 0.97963
11292 | City of Lubbock - (TX) | 7131 | Brandon Station | TX | Lubbock | 1 | Natural Gas Fired Combustion Turbine | GT |  | S | X | X |  |  | 21 | 0.9 | 20 | 21.5 | 20 | N |  |  | OP | X | 7 | 1990 |  |  | Y | Electric Utility | 1 | T | NG | 0.95238 | 1.0238
54888 | NRG Texas Power LLC | 7325 | San Jacinto Steam Electric Station | TX | Harris | 1 | Natural Gas Fired Combustion Turbine | GT |  | S | X | X | SJS_SJS_G1 | SJS_SJS_G1 | 88.2 | 0.85 | 81 | 81 | 50 | N |  |  | OP | X | 4 | 1995 |  |  | N | IPP Non-CHP | 2 | X | NG | 0.91837 | 0.91837
54888 | NRG Texas Power LLC | 7325 | San Jacinto Steam Electric Station | TX | Harris | 2 | Natural Gas Fired Combustion Turbine | GT |  | S | X | X | SJS_SJS_G2 | SJS_SJS_G2 | 88.2 | 0.85 | 81 | 81 | 50 | N |  |  | OP | X | 4 | 1995 |  |  | N | IPP Non-CHP | 2 | X | NG | 0.91837 | 0.91837
1015 | Austin Energy | 7900 | Sand Hill | TX | Travis | SH1 | Natural Gas Fired Combustion Turbine | GT |  | S | X | X |  |  | 51.4 | 0.85 | 47.3 | 47.3 | 12 | N |  |  | OP | X | 6 | 2001 |  |  | N | Electric Utility | 1 | X | NG | 0.92023 | 0.92023
1015 | Austin Energy | 7900 | Sand Hill | TX | Travis | SH2 | Natural Gas Fired Combustion Turbine | GT |  | S | X | X |  |  | 51.4 | 0.85 | 47.3 | 47.3 | 12 | N |  |  | OP | X | 6 | 2001 |  |  | N | Electric Utility | 1 | X | NG | 0.92023 | 0.92023
1015 | Austin Energy | 7900 | Sand Hill | TX | Travis | SH3 | Natural Gas Fired Combustion Turbine | GT |  | S | X | X |  |  | 51.4 | 0.85 | 47.3 | 47.3 | 12 | N |  |  | OP | X | 6 | 2001 |  |  | N | Electric Utility | 1 | X | NG | 0.92023 | 0.92023
1015 | Austin Energy | 7900 | Sand Hill | TX | Travis | SH4 | Natural Gas Fired Combustion Turbine | GT |  | S | X | X |  |  | 51.4 | 0.85 | 47.3 | 47.3 | 12 | N |  |  | OP | X | 6 | 2001 |  |  | N | Electric Utility | 1 | X | NG | 0.92023 | 0.92023
1015 | Austin Energy | 7900 | Sand Hill | TX | Travis | SH6 | Natural Gas Fired Combustion Turbine | GT |  | S | X | X |  |  | 51.4 | 0.9 | 47.3 | 47.3 | 15 | N |  |  | OP | X | 6 | 2010 |  |  | N | Electric Utility | 1 | X | NG | 0.92023 | 0.92023
1015 | Austin Energy | 7900 | Sand Hill | TX | Travis | SH7 | Natural Gas Fired Combustion Turbine | GT |  | S | X | X |  |  | 51.4 | 0.9 | 47.3 | 47.3 | 12 | N |  |  | OP | X | 6 | 2010 |  |  | N | Electric Utility | 1 | X | NG | 0.92023 | 0.92023
55983 | Luminant Generation Company LLC | 8063 | DeCordova Steam Electric Station | TX | Hood | CT1 | Natural Gas Fired Combustion Turbine | GT |  | W | X | X |  |  | 89.4 | 0.9 | 71 | 88 | 60 | N |  |  | OP | X | 3 | 1990 |  |  | N | IPP Non-CHP | 2 | X | NG | 0.79418 | 0.98434
55983 | Luminant Generation Company LLC | 8063 | DeCordova Steam Electric Station | TX | Hood | CT2 | Natural Gas Fired Combustion Turbine | GT |  | W | X | X |  |  | 89.4 | 0.9 | 70 | 87 | 60 | N |  |  | OP | X | 3 | 1990 |  |  | N | IPP Non-CHP | 2 | X | NG | 0.783 | 0.97315
55983 | Luminant Generation Company LLC | 8063 | DeCordova Steam Electric Station | TX | Hood | CT3 | Natural Gas Fired Combustion Turbine | GT |  | W | X | X |  |  | 89.4 | 0.9 | 70 | 86 | 60 | N |  |  | OP | X | 3 | 1990 |  |  | N | IPP Non-CHP | 2 | X | NG | 0.783 | 0.96197
55983 | Luminant Generation Company LLC | 8063 | DeCordova Steam Electric Station | TX | Hood | CT4 | Natural Gas Fired Combustion Turbine | GT |  | W | X | X |  |  | 89.4 | 0.9 | 71 | 86 | 60 | N |  |  | OP | X | 3 | 1990 |  |  | N | IPP Non-CHP | 2 | X | NG | 0.79418 | 0.96197
55983 | Luminant Generation Company LLC | 50137 | Newgulf Cogen | TX | Wharton | GEN1 | Natural Gas Fired Combustion Turbine | GT |  | W | X | X |  |  | 101.9 | 0.8 | 69 | 84 | 60 | N |  |  | OP | X | 4 | 1984 |  |  | N | IPP Non-CHP | 2 | X | NG | 0.67713 | 0.82434
22214 | Sweeny Cogeneration LP | 55015 | Sweeny Cogen Facility | TX | Brazoria | GEN1 | Natural Gas Fired Combustion Turbine | GT |  | S | X | X |  |  | 143 | 0.85 | 109 | 126 | 90 | N |  |  | OP | X | 8 | 1997 |  |  | Y | IPP CHP | 3 | T | NG | 0.76224 | 0.88112
22214 | Sweeny Cogeneration LP | 55015 | Sweeny Cogen Facility | TX | Brazoria | GEN2 | Natural Gas Fired Combustion Turbine | GT |  | S | X | X |  |  | 143 | 0.85 | 109 | 126 | 90 | N |  |  | OP | X | 9 | 1997 |  |  | Y | IPP CHP | 3 | T | NG | 0.76224 | 0.88112
22214 | Sweeny Cogeneration LP | 55015 | Sweeny Cogen Facility | TX | Brazoria | GEN3 | Natural Gas Fired Combustion Turbine | GT |  | S | X | X |  |  | 143 | 0.85 | 109 | 126 | 90 | N |  |  | OP | X | 10 | 1997 |  |  | Y | IPP CHP | 3 | T | NG | 0.76224 | 0.88112
22214 | Sweeny Cogeneration LP | 55015 | Sweeny Cogen Facility | TX | Brazoria | GEN4 | Natural Gas Fired Combustion Turbine | GT |  | S | X | X |  |  | 143 | 0.85 | 109 | 126 | 90 | N |  |  | OP | X | 12 | 2000 |  |  | Y | IPP CHP | 3 | T | NG | 0.76224 | 0.88112
23913 | Borger Energy Associates LP | 55064 | Black Hawk Station | TX | Hutchinson | UNT1 | Natural Gas Fired Combustion Turbine | GT |  | S | X | X |  |  | 126.9 | 0.9 | 111.2 | 126.9 | 80 | N |  |  | OP | X | 6 | 1999 |  |  | Y | IPP CHP | 3 | T | NG | 0.87628 | 1
23913 | Borger Energy Associates LP | 55064 | Black Hawk Station | TX | Hutchinson | UNT2B | Natural Gas Fired Combustion Turbine | GT |  | S | X | X |  |  | 117 | 0.998 | 113.3 | 117 | 80 | N |  |  | OP | X | 11 | 2005 |  |  | Y | IPP CHP | 3 | T | NG | 0.96838 | 1
62027 | LaPorte Power, LLC | 55365 | Exelon LaPorte Generating Station | TX | Harris | GT1 | Natural Gas Fired Combustion Turbine | GT |  | S | X | X |  |  | 59 | 0.85 | 38 | 45 | 38 | N |  |  | OP | X | 7 | 2001 |  |  | N | IPP Non-CHP | 2 | X | NG | 0.64407 | 0.76271
62027 | LaPorte Power, LLC | 55365 | Exelon LaPorte Generating Station | TX | Harris | GT2 | Natural Gas Fired Combustion Turbine | GT |  | S | X | X |  |  | 59 | 0.85 | 38 | 45 | 38 | N |  |  | OP | X | 7 | 2001 |  |  | N | IPP Non-CHP | 2 | X | NG | 0.64407 | 0.76271
62027 | LaPorte Power, LLC | 55365 | Exelon LaPorte Generating Station | TX | Harris | GT3 | Natural Gas Fired Combustion Turbine | GT |  | S | X | X |  |  | 59 | 0.85 | 38 | 45 | 38 | N |  |  | OP | X | 7 | 2001 |  |  | N | IPP Non-CHP | 2 | X | NG | 0.64407 | 0.76271
62027 | LaPorte Power, LLC | 55365 | Exelon LaPorte Generating Station | TX | Harris | GT4 | Natural Gas Fired Combustion Turbine | GT |  | S | X | X |  |  | 59 | 0.85 | 38 | 45 | 38 | N |  |  | OP | X | 7 | 2001 |  |  | N | IPP Non-CHP | 2 | X | NG | 0.64407 | 0.76271
7349 | Golden Spread Electric Cooperative, Inc | 56326 | Mustang Station Unit 4 | TX | Yoakum | GEN1 | Natural Gas Fired Combustion Turbine | GT |  | S | X | X |  |  | 170 | 0.9 | 153 | 161 | 90 | N |  |  | OP | X | 4 | 2006 |  |  | N | Electric Utility | 1 | X | NG | 0.9 | 0.94706
7349 | Golden Spread Electric Cooperative, Inc | 56326 | Mustang Station Unit 4 | TX | Yoakum | GEN2 | Natural Gas Fired Combustion Turbine | GT |  | S | X | X |  |  | 170 | 0.9 | 153 | 171 | 90 | N |  |  | OP | X | 6 | 2007 |  |  | N | Electric Utility | 1 | X | NG | 0.9 | 1.0059
7349 | Golden Spread Electric Cooperative, Inc | 56326 | Mustang Station Unit 4 | TX | Yoakum | GEN3 | Natural Gas Fired Combustion Turbine | GT |  | S | X | X |  |  | 170 | 0.85 | 156 | 166 | 90 | N |  |  | OP | X | 8 | 2013 |  |  | N | Electric Utility | 1 | X | NG | 0.91765 | 0.97647
1015 | Austin Energy | 56374 | Robert Mueller Energy Center | TX | Travis | CT1 | Natural Gas Fired Combustion Turbine | GT |  | S | X | X |  |  | 4.6 | 0.8 | 3.7 | 4.6 | 3.7 | N |  |  | OP | X | 7 | 2006 |  |  | Y | Electric Utility | 1 | T | NG | 0.80435 | 1
39347 | East Texas Electric Coop, Inc | 56603 | San Jacinto County Peaking Facility | TX | San Jacinto | SJC1 | Natural Gas Fired Combustion Turbine | GT |  | S | X | X | ESS.SAN_JC1_CT | ESS.SAN_JC1_CT | 85 | 0.85 | 73 | 85 | 42 | N |  |  | OP | X | 7 | 2001 |  |  | N | Electric Utility | 1 | X | NG | 0.85882 | 1
39347 | East Texas Electric Coop, Inc | 56603 | San Jacinto County Peaking Facility | TX | San Jacinto | SJC2 | Natural Gas Fired Combustion Turbine | GT |  | S | X | X | ESS.SAN_JC2_CT | ESS.SAN_JC2_CT | 85 | 0.85 | 73 | 85 | 42 | N |  |  | OP | X | 7 | 2001 |  |  | N | Electric Utility | 1 | X | NG | 0.85882 | 1
39347 | East Texas Electric Coop, Inc | 56604 | Hardin County Peaking Facility | TX | Hardin | HC1 | Natural Gas Fired Combustion Turbine | GT |  | S | X | X | ESS.CYPRESS1CT | ESS.CYPRESS1CT | 86.5 | 0.85 | 73 | 86 | 42 | N |  |  | OP | X | 7 | 2001 |  |  | N | Electric Utility | 1 | X | NG | 0.84393 | 0.99422
39347 | East Texas Electric Coop, Inc | 56604 | Hardin County Peaking Facility | TX | Hardin | HC2 | Natural Gas Fired Combustion Turbine | GT |  | S | X | X | ESS.CYPRESS2CT | ESS.CYPRESS2CT | 86.5 | 0.85 | 73 | 86 | 42 | N |  |  | OP | X | 7 | 2001 |  |  | N | Electric Utility | 1 | X | NG | 0.84393 | 0.99422
11269 | Lower Colorado River Authority | 56674 | Winchester Power Park | TX | Fayette | CGT1 | Natural Gas Fired Combustion Turbine | GT |  | S | X | X |  |  | 60.5 | 0.85 | 44 | 46 | 13 | N |  |  | OP | X | 5 | 2010 |  |  | N | Electric Utility | 1 | X | NG | 0.72727 | 0.76033
11269 | Lower Colorado River Authority | 56674 | Winchester Power Park | TX | Fayette | CGT2 | Natural Gas Fired Combustion Turbine | GT |  | S | X | X |  |  | 60.5 | 0.85 | 44 | 46 | 13 | N |  |  | OP | X | 5 | 2010 |  |  | N | Electric Utility | 1 | X | NG | 0.72727 | 0.76033
11269 | Lower Colorado River Authority | 56674 | Winchester Power Park | TX | Fayette | CGT3 | Natural Gas Fired Combustion Turbine | GT |  | S | X | X |  |  | 60.5 | 0.85 | 44 | 46 | 13 | N |  |  | OP | X | 5 | 2010 |  |  | N | Electric Utility | 1 | X | NG | 0.72727 | 0.76033
11269 | Lower Colorado River Authority | 56674 | Winchester Power Park | TX | Fayette | CGT4 | Natural Gas Fired Combustion Turbine | GT |  | S | X | X |  |  | 60.5 | 0.85 | 44 | 46 | 13 | N |  |  | OP | X | 5 | 2010 |  |  | N | Electric Utility | 1 | X | NG | 0.72727 | 0.76033
58365 | Petra Nova Power I LLC | 58378 | W.A. Parish Carbon Capture Plant | TX | Fort Bend | GT2 | Natural Gas Fired Combustion Turbine | GT |  | S | X | X | PNPI_GT2_RN | PNPI_GT2_RN | 102.7 | 0.95 | 74 | 81 | 65 | N |  |  | OP | X | 6 | 2013 |  |  | N | IPP Non-CHP | 2 | X | NG | 0.72055 | 0.7887
49893 | Invenergy Services LLC | 58471 | Ector County Energy Center | TX | Ector | CTG1 | Natural Gas Fired Combustion Turbine | GT |  | S | X | X | RN_ECEC_HOLT | Oncor HOLT 138KV SUBSTATION | 179.4 | 0.85 | 150 | 168 | 75 | N |  |  | OP | X | 8 | 2015 |  |  | N | IPP Non-CHP | 2 | X | NG | 0.83612 | 0.93645
49893 | Invenergy Services LLC | 58471 | Ector County Energy Center | TX | Ector | CTG2 | Natural Gas Fired Combustion Turbine | GT |  | S | X | X |  |  | 179.4 | 0.85 | 150 | 168 | 75 | N |  |  | OP | X | 8 | 2015 |  |  | N | IPP Non-CHP | 2 | X | NG | 0.83612 | 0.93645
5701 | El Paso Electric Co | 58562 | Montana Power Station | TX | El Paso | GT-1 | Natural Gas Fired Combustion Turbine | GT |  | S | X | X |  |  | 131.8 | 0.85 | 88.2 | 93.2 | 18.2 | N |  |  | OP | X | 3 | 2015 |  |  | N | Electric Utility | 1 | X | NG | 0.6692 | 0.70713
5701 | El Paso Electric Co | 58562 | Montana Power Station | TX | El Paso | GT-2 | Natural Gas Fired Combustion Turbine | GT |  | S | X | X |  |  | 131.8 | 0.85 | 88.2 | 93.2 | 18.2 | N |  |  | OP | X | 3 | 2015 |  |  | N | Electric Utility | 1 | X | NG | 0.6692 | 0.70713
5701 | El Paso Electric Co | 58562 | Montana Power Station | TX | El Paso | GT-3 | Natural Gas Fired Combustion Turbine | GT |  | S | X | X |  |  | 131.8 | 0.85 | 94.2 | 89.2 | 19.2 | N |  |  | OP | X | 5 | 2016 |  |  | N | Electric Utility | 1 | X | NG | 0.71472 | 0.67678
5701 | El Paso Electric Co | 58562 | Montana Power Station | TX | El Paso | GT-4 | Natural Gas Fired Combustion Turbine | GT |  | S | X | X |  |  | 131.8 | 0.85 | 94.2 | 89.2 | 19.2 | N |  |  | OP | X | 9 | 2016 |  |  | N | Electric Utility | 1 | X | NG | 0.71472 | 0.67678
7349 | Golden Spread Electric Cooperative, Inc | 58835 | Elk Station | TX | Hale | ELK1 | Natural Gas Fired Combustion Turbine | GT |  | S | X | X |  |  | 202 | 0.85 | 195 | 202 | 85 | N |  |  | OP | X | 6 | 2015 |  |  | N | Electric Utility | 1 | X | NG | 0.96535 | 1
7349 | Golden Spread Electric Cooperative, Inc | 58835 | Elk Station | TX | Hale | ELK2 | Natural Gas Fired Combustion Turbine | GT |  | S | X | X |  |  | 202 | 0.85 | 195 | 202 | 85 | N |  |  | OP | X | 5 | 2016 |  |  | N | Electric Utility | 1 | X | NG | 0.96535 | 1
7349 | Golden Spread Electric Cooperative, Inc | 58835 | Elk Station | TX | Hale | ELK3 | Natural Gas Fired Combustion Turbine | GT |  | S | X | X |  |  | 202 | 0.85 | 195 | 202 | 85 | N |  |  | OP | X | 5 | 2016 |  |  | N | Electric Utility | 1 | X | NG | 0.96535 | 1
60048 | PHR Holdings LLC | 60264 | Bacliff | TX | Galveston | BCGT1 | Natural Gas Fired Combustion Turbine | GT |  | W | X | X | BAC_BAC_CTG1 | BAC_BAC_CTG1 | 71.2 | 0.9 | 54 | 54 | 54 | N |  |  | OP | X | 7 | 2018 |  |  | N | IPP Non-CHP | 2 | X | NG | 0.75843 | 0.75843
60048 | PHR Holdings LLC | 60264 | Bacliff | TX | Galveston | BCGT2 | Natural Gas Fired Combustion Turbine | GT |  | W | X | X | BAC_BAC_CTG2 | BAC_BAC_CTG2 | 71.2 | 0.9 | 54 | 54 | 54 | N |  |  | OP | X | 7 | 2018 |  |  | N | IPP Non-CHP | 2 | X | NG | 0.75843 | 0.75843
60048 | PHR Holdings LLC | 60264 | Bacliff | TX | Galveston | BCGT3 | Natural Gas Fired Combustion Turbine | GT |  | W | X | X | BAC_BAC_CTG3 | BAC_BAC_CTG3 | 71.2 | 0.9 | 54 | 54 | 54 | N |  |  | OP | X | 7 | 2018 |  |  | N | IPP Non-CHP | 2 | X | NG | 0.75843 | 0.75843
60048 | PHR Holdings LLC | 60264 | Bacliff | TX | Galveston | BCGT4 | Natural Gas Fired Combustion Turbine | GT |  | W | X | X | BAC_BAC_CTG4 | BAC_BAC_CTG4 | 71.2 | 0.9 | 54 | 54 | 54 | N |  |  | OP | X | 7 | 2018 |  |  | N | IPP Non-CHP | 2 | X | NG | 0.75843 | 0.75843
60048 | PHR Holdings LLC | 60264 | Bacliff | TX | Galveston | BCGT5 | Natural Gas Fired Combustion Turbine | GT |  | W | X | X | BAC_BAC_CTG5 | BAC_BAC_CTG5 | 71.2 | 0.9 | 54 | 54 | 54 | N |  |  | OP | X | 7 | 2018 |  |  | N | IPP Non-CHP | 2 | X | NG | 0.75843 | 0.75843
60048 | PHR Holdings LLC | 60264 | Bacliff | TX | Galveston | BCGT6 | Natural Gas Fired Combustion Turbine | GT |  | J | X | X | BAC_BAC_CTG6 | BAC_BAC_CTG6 | 71.2 | 0.9 | 54 | 54 | 54 | N |  |  | OP | X | 7 | 2018 |  |  | N | IPP Non-CHP | 2 | X | NG | 0.75843 | 0.75843
61199 | Peaker Power, LLC | 60459 | Port Comfort Power LLC | TX | Calhoun | PC1 | Natural Gas Fired Combustion Turbine | GT |  | S | X | X | CALHOUN_ALL |  | 60.5 | 0.85 | 45 | 45 | 32 | N |  |  | OP | X | 7 | 2017 |  |  | N | IPP Non-CHP | 2 | X | NG | 0.7438 | 0.7438
61199 | Peaker Power, LLC | 60459 | Port Comfort Power LLC | TX | Calhoun | PC2 | Natural Gas Fired Combustion Turbine | GT |  | S | X | X | CALHOUN_ALL |  | 60.5 | 0.85 | 45 | 45 | 32 | N |  |  | OP | X | 7 | 2017 |  |  | N | IPP Non-CHP | 2 | X | NG | 0.7438 | 0.7438
61199 | Peaker Power, LLC | 60460 | Chamon Power LLC | TX | Harris | CH1 | Natural Gas Fired Combustion Turbine | GT |  | S | X | X | CHAMON_UN1 |  | 60.5 | 0.85 | 45 | 45 | 32 | N |  |  | OP | X | 10 | 2017 |  |  | N | IPP Non-CHP | 2 | X | NG | 0.7438 | 0.7438
61199 | Peaker Power, LLC | 60460 | Chamon Power LLC | TX | Harris | CH2 | Natural Gas Fired Combustion Turbine | GT |  | S | X | X | CHAMON_UN2 |  | 60.5 | 0.85 | 45 | 45 | 32 | N |  |  | OP | X | 10 | 2017 |  |  | N | IPP Non-CHP | 2 | X | NG | 0.7438 | 0.7438
60252 | Friendswood Energy Genco, LLC | 60468 | Friendswood Energy | TX | Harris | GT-1 | Natural Gas Fired Combustion Turbine | GT |  | S | X | X | FEGC RN | FEGC RN | 121.5 | 0.9 | 117 | 119 | 25 | N |  |  | OP | X | 11 | 2018 |  |  | N | IPP Non-CHP | 2 | X | NG | 0.96296 | 0.97942
58303 | Energy Systems Group LLC | 62762 | NASA Johnson Space Center CHP | TX | Harris | CTG-1 | Natural Gas Fired Combustion Turbine | GT |  | W | X | X |  |  | 5.6 | 0.99 | 5.3 | 5.7 | 2.3 | N |  |  | OP | X | 7 | 2018 |  |  | Y | IPP CHP | 3 | T | NG | 0.94643 | 1.0179
58303 | Energy Systems Group LLC | 62762 | NASA Johnson Space Center CHP | TX | Harris | CTG-2 | Natural Gas Fired Combustion Turbine | GT |  | W | X | X |  |  | 5.6 | 0.99 | 5.3 | 5.7 | 2.3 | N |  |  | OP | X | 7 | 2018 |  |  | Y | IPP CHP | 3 | T | NG | 0.94643 | 1.0179
17583 | South Texas Electric Coop, Inc | 3630 | Pearsall | TX | Frio | 10A | Natural Gas Internal Combustion Engine | IC |  | S | X | X | PEARSA_1_24 |  | 8.4 | 0.8 | 8.4 | 8.4 | 4 | N |  |  | OP | X | 3 | 2010 |  |  | N | Electric Utility | 1 | X | NG | 1 | 1
17583 | South Texas Electric Coop, Inc | 3630 | Pearsall | TX | Frio | 11A | Natural Gas Internal Combustion Engine | IC |  | S | X | X | PEARSA_1_24 |  | 8.4 | 0.8 | 8.4 | 8.4 | 4 | N |  |  | OP | X | 3 | 2010 |  |  | N | Electric Utility | 1 | X | NG | 1 | 1
17583 | South Texas Electric Coop, Inc | 3630 | Pearsall | TX | Frio | 12A | Natural Gas Internal Combustion Engine | IC |  | S | X | X | PEARSA_1_24 |  | 8.4 | 0.8 | 8.4 | 8.4 | 4 | N |  |  | OP | X | 3 | 2010 |  |  | N | Electric Utility | 1 | X | NG | 1 | 1
17583 | South Texas Electric Coop, Inc | 3630 | Pearsall | TX | Frio | 13A | Natural Gas Internal Combustion Engine | IC |  | S | X | X | PEARSA_1_24 |  | 8.4 | 0.8 | 8.4 | 8.4 | 4 | N |  |  | OP | X | 3 | 2010 |  |  | N | Electric Utility | 1 | X | NG | 1 | 1
17583 | South Texas Electric Coop, Inc | 3630 | Pearsall | TX | Frio | 14A | Natural Gas Internal Combustion Engine | IC |  | S | X | X | PEARSA_1_24 |  | 8.4 | 0.8 | 8.4 | 8.4 | 4 | N |  |  | OP | X | 3 | 2010 |  |  | N | Electric Utility | 1 | X | NG | 1 | 1
17583 | South Texas Electric Coop, Inc | 3630 | Pearsall | TX | Frio | 15A | Natural Gas Internal Combustion Engine | IC |  | S | X | X | PEARSA_1_24 |  | 8.4 | 0.8 | 8.4 | 8.4 | 4 | N |  |  | OP | X | 3 | 2010 |  |  | N | Electric Utility | 1 | X | NG | 1 | 1
17583 | South Texas Electric Coop, Inc | 3630 | Pearsall | TX | Frio | 16A | Natural Gas Internal Combustion Engine | IC |  | S | X | X | PEARSA_1_24 |  | 8.4 | 0.8 | 8.4 | 8.4 | 4 | N |  |  | OP | X | 3 | 2010 |  |  | N | Electric Utility | 1 | X | NG | 1 | 1
17583 | South Texas Electric Coop, Inc | 3630 | Pearsall | TX | Frio | 17A | Natural Gas Internal Combustion Engine | IC |  | S | X | X | PEARSA_1_24 |  | 8.4 | 0.8 | 8.4 | 8.4 | 4 | N |  |  | OP | X | 4 | 2010 |  |  | N | Electric Utility | 1 | X | NG | 1 | 1
17583 | South Texas Electric Coop, Inc | 3630 | Pearsall | TX | Frio | 18A | Natural Gas Internal Combustion Engine | IC |  | S | X | X | PEARSA_1_24 |  | 8.4 | 0.8 | 8.4 | 8.4 | 4 | N |  |  | OP | X | 3 | 2010 |  |  | N | Electric Utility | 1 | X | NG | 1 | 1
17583 | South Texas Electric Coop, Inc | 3630 | Pearsall | TX | Frio | 19A | Natural Gas Internal Combustion Engine | IC |  | S | X | X | PEARSA_1_24 |  | 8.4 | 0.8 | 8.4 | 8.4 | 4 | N |  |  | OP | X | 4 | 2010 |  |  | N | Electric Utility | 1 | X | NG | 1 | 1
17583 | South Texas Electric Coop, Inc | 3630 | Pearsall | TX | Frio | 1A | Natural Gas Internal Combustion Engine | IC |  | S | X | X | PEARSA_1_24 |  | 8.4 | 0.8 | 8.4 | 8.4 | 4 | N |  |  | OP | X | 3 | 2010 |  |  | N | Electric Utility | 1 | X | NG | 1 | 1
17583 | South Texas Electric Coop, Inc | 3630 | Pearsall | TX | Frio | 20A | Natural Gas Internal Combustion Engine | IC |  | S | X | X | PEARSA_1_24 |  | 8.4 | 0.8 | 8.4 | 8.4 | 4 | N |  |  | OP | X | 4 | 2010 |  |  | N | Electric Utility | 1 | X | NG | 1 | 1
17583 | South Texas Electric Coop, Inc | 3630 | Pearsall | TX | Frio | 21A | Natural Gas Internal Combustion Engine | IC |  | S | X | X | PEARSA_1_24 |  | 8.4 | 0.8 | 8.4 | 8.4 | 4 | N |  |  | OP | X | 4 | 2010 |  |  | N | Electric Utility | 1 | X | NG | 1 | 1
17583 | South Texas Electric Coop, Inc | 3630 | Pearsall | TX | Frio | 22A | Natural Gas Internal Combustion Engine | IC |  | S | X | X | PEARSA_1_24 |  | 8.4 | 0.8 | 8.4 | 8.4 | 4 | N |  |  | OP | X | 4 | 2010 |  |  | N | Electric Utility | 1 | X | NG | 1 | 1
17583 | South Texas Electric Coop, Inc | 3630 | Pearsall | TX | Frio | 23A | Natural Gas Internal Combustion Engine | IC |  | S | X | X | PEARSA_1_24 |  | 8.4 | 0.8 | 8.4 | 8.4 | 4 | N |  |  | OP | X | 4 | 2010 |  |  | N | Electric Utility | 1 | X | NG | 1 | 1
17583 | South Texas Electric Coop, Inc | 3630 | Pearsall | TX | Frio | 24A | Natural Gas Internal Combustion Engine | IC |  | S | X | X | PEARSA_1_24 |  | 8.4 | 0.8 | 8.4 | 8.4 | 4 | N |  |  | OP | X | 4 | 2010 |  |  | N | Electric Utility | 1 | X | NG | 1 | 1
17583 | South Texas Electric Coop, Inc | 3630 | Pearsall | TX | Frio | 2A | Natural Gas Internal Combustion Engine | IC |  | S | X | X | PEARSA_1_24 |  | 8.4 | 0.8 | 8.4 | 8.4 | 4 | N |  |  | OP | X | 3 | 2010 |  |  | N | Electric Utility | 1 | X | NG | 1 | 1
17583 | South Texas Electric Coop, Inc | 3630 | Pearsall | TX | Frio | 3A | Natural Gas Internal Combustion Engine | IC |  | S | X | X | PEARSA_1_24 |  | 8.4 | 0.8 | 8.4 | 8.4 | 4 | N |  |  | OP | X | 3 | 2010 |  |  | N | Electric Utility | 1 | X | NG | 1 | 1
17583 | South Texas Electric Coop, Inc | 3630 | Pearsall | TX | Frio | 4A | Natural Gas Internal Combustion Engine | IC |  | S | X | X | PEARSA_1_24 |  | 8.4 | 0.8 | 8.4 | 8.4 | 4 | N |  |  | OP | X | 3 | 2010 |  |  | N | Electric Utility | 1 | X | NG | 1 | 1
17583 | South Texas Electric Coop, Inc | 3630 | Pearsall | TX | Frio | 5A | Natural Gas Internal Combustion Engine | IC |  | S | X | X | PEARSA_1_24 |  | 8.4 | 0.8 | 8.4 | 8.4 | 4 | N |  |  | OP | X | 3 | 2010 |  |  | N | Electric Utility | 1 | X | NG | 1 | 1
17583 | South Texas Electric Coop, Inc | 3630 | Pearsall | TX | Frio | 6A | Natural Gas Internal Combustion Engine | IC |  | S | X | X | PEARSA_1_24 |  | 8.4 | 0.8 | 8.4 | 8.4 | 4 | N |  |  | OP | X | 3 | 2010 |  |  | N | Electric Utility | 1 | X | NG | 1 | 1
17583 | South Texas Electric Coop, Inc | 3630 | Pearsall | TX | Frio | 7A | Natural Gas Internal Combustion Engine | IC |  | S | X | X | PEARSA_1_24 |  | 8.4 | 0.8 | 8.4 | 8.4 | 4 | N |  |  | OP | X | 3 | 2010 |  |  | N | Electric Utility | 1 | X | NG | 1 | 1
17583 | South Texas Electric Coop, Inc | 3630 | Pearsall | TX | Frio | 8A | Natural Gas Internal Combustion Engine | IC |  | S | X | X | PEARSA_1_24 |  | 8.4 | 0.8 | 8.4 | 8.4 | 4 | N |  |  | OP | X | 3 | 2010 |  |  | N | Electric Utility | 1 | X | NG | 1 | 1
17583 | South Texas Electric Coop, Inc | 3630 | Pearsall | TX | Frio | 9A | Natural Gas Internal Combustion Engine | IC |  | S | X | X | PEARSA_1_24 |  | 8.4 | 0.8 | 8.4 | 8.4 | 4 | N |  |  | OP | X | 3 | 2010 |  |  | N | Electric Utility | 1 | X | NG | 1 | 1
7634 | City of Greenville - (TX) | 4195 | Powerlane Plant | TX | Hunt | EP | Natural Gas Internal Combustion Engine | IC |  | S | X | X | STEAM_ENG123 | STEAM_ENG123 | 8.4 | 0.8 | 8.2 | 8.2 | 5.8 | N |  |  | OP | X | 6 | 2010 |  |  | N | Electric Utility | 1 | X | NG | 0.97619 | 0.97619
7634 | City of Greenville - (TX) | 4195 | Powerlane Plant | TX | Hunt | EP2 | Natural Gas Internal Combustion Engine | IC |  | S | X | X | STEAM_ENG123 | STEAM_ENG123 | 8.4 | 0.8 | 8.2 | 8.2 | 5.8 | N |  |  | OP | X | 6 | 2010 |  |  | N | Electric Utility | 1 | X | NG | 0.97619 | 0.97619
7634 | City of Greenville - (TX) | 4195 | Powerlane Plant | TX | Hunt | EP3 | Natural Gas Internal Combustion Engine | IC |  | S | X | X | STEAM_ENG123 | STEAM_ENG123 | 8.4 | 0.8 | 8.2 | 8.2 | 5.8 | N |  |  | OP | X | 6 | 2010 |  |  | N | Electric Utility | 1 | X | NG | 0.97619 | 0.97619
7349 | Golden Spread Electric Cooperative, Inc | 57865 | Antelope Station | TX | Hale | E01 | Natural Gas Internal Combustion Engine | IC |  | S | X | X |  |  | 9.3 | 0.8 | 9.1 | 9.3 | 3.7 | N |  |  | OP | X | 6 | 2011 |  |  | N | Electric Utility | 1 | X | NG | 0.97849 | 1
7349 | Golden Spread Electric Cooperative, Inc | 57865 | Antelope Station | TX | Hale | E02 | Natural Gas Internal Combustion Engine | IC |  | S | X | X |  |  | 9.3 | 0.8 | 9.1 | 9.3 | 3.7 | N |  |  | OP | X | 6 | 2011 |  |  | N | Electric Utility | 1 | X | NG | 0.97849 | 1
7349 | Golden Spread Electric Cooperative, Inc | 57865 | Antelope Station | TX | Hale | E03 | Natural Gas Internal Combustion Engine | IC |  | S | X | X |  |  | 9.3 | 0.8 | 9.1 | 9.3 | 3.7 | N |  |  | OP | X | 6 | 2011 |  |  | N | Electric Utility | 1 | X | NG | 0.97849 | 1
7349 | Golden Spread Electric Cooperative, Inc | 57865 | Antelope Station | TX | Hale | E04 | Natural Gas Internal Combustion Engine | IC |  | S | X | X |  |  | 9.3 | 0.8 | 9.1 | 9.3 | 3.7 | N |  |  | OP | X | 6 | 2011 |  |  | N | Electric Utility | 1 | X | NG | 0.97849 | 1
7349 | Golden Spread Electric Cooperative, Inc | 57865 | Antelope Station | TX | Hale | E05 | Natural Gas Internal Combustion Engine | IC |  | S | X | X |  |  | 9.3 | 0.8 | 9.1 | 9.3 | 3.7 | N |  |  | OP | X | 6 | 2011 |  |  | N | Electric Utility | 1 | X | NG | 0.97849 | 1
7349 | Golden Spread Electric Cooperative, Inc | 57865 | Antelope Station | TX | Hale | E06 | Natural Gas Internal Combustion Engine | IC |  | S | X | X |  |  | 9.3 | 0.8 | 9.1 | 9.3 | 3.7 | N |  |  | OP | X | 6 | 2011 |  |  | N | Electric Utility | 1 | X | NG | 0.97849 | 1
7349 | Golden Spread Electric Cooperative, Inc | 57865 | Antelope Station | TX | Hale | E07 | Natural Gas Internal Combustion Engine | IC |  | S | X | X |  |  | 9.3 | 0.8 | 9.1 | 9.3 | 3.7 | N |  |  | OP | X | 6 | 2011 |  |  | N | Electric Utility | 1 | X | NG | 0.97849 | 1
7349 | Golden Spread Electric Cooperative, Inc | 57865 | Antelope Station | TX | Hale | E08 | Natural Gas Internal Combustion Engine | IC |  | S | X | X |  |  | 9.3 | 0.8 | 9.1 | 9.3 | 3.7 | N |  |  | OP | X | 6 | 2011 |  |  | N | Electric Utility | 1 | X | NG | 0.97849 | 1
7349 | Golden Spread Electric Cooperative, Inc | 57865 | Antelope Station | TX | Hale | E09 | Natural Gas Internal Combustion Engine | IC |  | S | X | X |  |  | 9.3 | 0.8 | 9.1 | 9.3 | 3.7 | N |  |  | OP | X | 6 | 2011 |  |  | N | Electric Utility | 1 | X | NG | 0.97849 | 1
7349 | Golden Spread Electric Cooperative, Inc | 57865 | Antelope Station | TX | Hale | E10 | Natural Gas Internal Combustion Engine | IC |  | S | X | X |  |  | 9.3 | 0.8 | 9.1 | 9.3 | 3.7 | N |  |  | OP | X | 6 | 2011 |  |  | N | Electric Utility | 1 | X | NG | 0.97849 | 1
7349 | Golden Spread Electric Cooperative, Inc | 57865 | Antelope Station | TX | Hale | E11 | Natural Gas Internal Combustion Engine | IC |  | S | X | X |  |  | 9.3 | 0.8 | 9.1 | 9.3 | 3.7 | N |  |  | OP | X | 6 | 2011 |  |  | N | Electric Utility | 1 | X | NG | 0.97849 | 1
7349 | Golden Spread Electric Cooperative, Inc | 57865 | Antelope Station | TX | Hale | E12 | Natural Gas Internal Combustion Engine | IC |  | S | X | X |  |  | 9.3 | 0.8 | 9.1 | 9.3 | 3.7 | N |  |  | OP | X | 6 | 2011 |  |  | N | Electric Utility | 1 | X | NG | 0.97849 | 1
7349 | Golden Spread Electric Cooperative, Inc | 57865 | Antelope Station | TX | Hale | E13 | Natural Gas Internal Combustion Engine | IC |  | S | X | X |  |  | 9.3 | 0.8 | 9.1 | 9.3 | 3.7 | N |  |  | OP | X | 6 | 2011 |  |  | N | Electric Utility | 1 | X | NG | 0.97849 | 1
7349 | Golden Spread Electric Cooperative, Inc | 57865 | Antelope Station | TX | Hale | E14 | Natural Gas Internal Combustion Engine | IC |  | S | X | X |  |  | 9.3 | 0.8 | 9.1 | 9.3 | 3.7 | N |  |  | OP | X | 6 | 2011 |  |  | N | Electric Utility | 1 | X | NG | 0.97849 | 1
7349 | Golden Spread Electric Cooperative, Inc | 57865 | Antelope Station | TX | Hale | E15 | Natural Gas Internal Combustion Engine | IC |  | S | X | X |  |  | 9.3 | 0.8 | 9.1 | 9.3 | 3.7 | N |  |  | OP | X | 6 | 2011 |  |  | N | Electric Utility | 1 | X | NG | 0.97849 | 1
7349 | Golden Spread Electric Cooperative, Inc | 57865 | Antelope Station | TX | Hale | E16 | Natural Gas Internal Combustion Engine | IC |  | S | X | X |  |  | 9.3 | 0.8 | 9.1 | 9.3 | 3.7 | N |  |  | OP | X | 6 | 2011 |  |  | N | Electric Utility | 1 | X | NG | 0.97849 | 1
7349 | Golden Spread Electric Cooperative, Inc | 57865 | Antelope Station | TX | Hale | E17 | Natural Gas Internal Combustion Engine | IC |  | S | X | X |  |  | 9.3 | 0.8 | 9.1 | 9.3 | 3.7 | N |  |  | OP | X | 6 | 2011 |  |  | N | Electric Utility | 1 | X | NG | 0.97849 | 1
7349 | Golden Spread Electric Cooperative, Inc | 57865 | Antelope Station | TX | Hale | E18 | Natural Gas Internal Combustion Engine | IC |  | S | X | X |  |  | 9.3 | 0.8 | 9.1 | 9.3 | 3.7 | N |  |  | OP | X | 6 | 2011 |  |  | N | Electric Utility | 1 | X | NG | 0.97849 | 1
17583 | South Texas Electric Coop, Inc | 59391 | Red Gate Power Plant | TX | Hidalgo | ENG01 | Natural Gas Internal Combustion Engine | IC |  | S | X | X | REDGATE_ALL |  | 18.7 | 0.9 | 18.3 | 18.3 | 7.5 | N |  |  | OP | X | 12 | 2016 |  |  | N | Electric Utility | 1 | X | NG | 0.97861 | 0.97861
17583 | South Texas Electric Coop, Inc | 59391 | Red Gate Power Plant | TX | Hidalgo | ENG02 | Natural Gas Internal Combustion Engine | IC |  | S | X | X | REDGATE_ALL |  | 18.7 | 0.9 | 18.3 | 18.3 | 7.5 | N |  |  | OP | X | 12 | 2016 |  |  | N | Electric Utility | 1 | X | NG | 0.97861 | 0.97861
17583 | South Texas Electric Coop, Inc | 59391 | Red Gate Power Plant | TX | Hidalgo | ENG03 | Natural Gas Internal Combustion Engine | IC |  | S | X | X | REDGATE_ALL |  | 18.7 | 0.9 | 18.3 | 18.3 | 7.5 | N |  |  | OP | X | 12 | 2016 |  |  | N | Electric Utility | 1 | X | NG | 0.97861 | 0.97861
17583 | South Texas Electric Coop, Inc | 59391 | Red Gate Power Plant | TX | Hidalgo | ENG04 | Natural Gas Internal Combustion Engine | IC |  | S | X | X | REDGATE_ALL |  | 18.7 | 0.9 | 18.3 | 18.3 | 7.5 | N |  |  | OP | X | 12 | 2016 |  |  | N | Electric Utility | 1 | X | NG | 0.97861 | 0.97861
17583 | South Texas Electric Coop, Inc | 59391 | Red Gate Power Plant | TX | Hidalgo | ENG05 | Natural Gas Internal Combustion Engine | IC |  | S | X | X | REDGATE_ALL |  | 18.7 | 0.9 | 18.3 | 18.3 | 7.5 | N |  |  | OP | X | 12 | 2016 |  |  | N | Electric Utility | 1 | X | NG | 0.97861 | 0.97861
17583 | South Texas Electric Coop, Inc | 59391 | Red Gate Power Plant | TX | Hidalgo | ENG06 | Natural Gas Internal Combustion Engine | IC |  | S | X | X | REDGATE_ALL |  | 18.7 | 0.9 | 18.3 | 18.3 | 7.5 | N |  |  | OP | X | 12 | 2016 |  |  | N | Electric Utility | 1 | X | NG | 0.97861 | 0.97861
17583 | South Texas Electric Coop, Inc | 59391 | Red Gate Power Plant | TX | Hidalgo | ENG07 | Natural Gas Internal Combustion Engine | IC |  | S | X | X | REDGATE_ALL |  | 18.7 | 0.9 | 18.3 | 18.3 | 7.5 | N |  |  | OP | X | 12 | 2016 |  |  | N | Electric Utility | 1 | X | NG | 0.97861 | 0.97861
17583 | South Texas Electric Coop, Inc | 59391 | Red Gate Power Plant | TX | Hidalgo | ENG08 | Natural Gas Internal Combustion Engine | IC |  | S | X | X | REDGATE_ALL |  | 18.7 | 0.9 | 18.3 | 18.3 | 7.5 | N |  |  | OP | X | 12 | 2016 |  |  | N | Electric Utility | 1 | X | NG | 0.97861 | 0.97861
17583 | South Texas Electric Coop, Inc | 59391 | Red Gate Power Plant | TX | Hidalgo | ENG09 | Natural Gas Internal Combustion Engine | IC |  | S | X | X | REDGATE_ALL |  | 18.7 | 0.9 | 18.3 | 18.3 | 7.5 | N |  |  | OP | X | 12 | 2016 |  |  | N | Electric Utility | 1 | X | NG | 0.97861 | 0.97861
17583 | South Texas Electric Coop, Inc | 59391 | Red Gate Power Plant | TX | Hidalgo | ENG10 | Natural Gas Internal Combustion Engine | IC |  | S | X | X | REDGATE_ALL |  | 18.7 | 0.9 | 18.3 | 18.3 | 7.5 | N |  |  | OP | X | 12 | 2016 |  |  | N | Electric Utility | 1 | X | NG | 0.97861 | 0.97861
17583 | South Texas Electric Coop, Inc | 59391 | Red Gate Power Plant | TX | Hidalgo | ENG11 | Natural Gas Internal Combustion Engine | IC |  | S | X | X | REDGATE_ALL |  | 18.7 | 0.9 | 18.3 | 18.3 | 7.5 | N |  |  | OP | X | 12 | 2016 |  |  | N | Electric Utility | 1 | X | NG | 0.97861 | 0.97861
17583 | South Texas Electric Coop, Inc | 59391 | Red Gate Power Plant | TX | Hidalgo | ENG12 | Natural Gas Internal Combustion Engine | IC |  | S | X | X | REDGATE_ALL |  | 18.7 | 0.9 | 18.3 | 18.3 | 7.5 | N |  |  | OP | X | 12 | 2016 |  |  | N | Electric Utility | 1 | X | NG | 0.97861 | 0.97861
59698 | Sky Global Power One Pledgor, LLC | 59938 | Sky Global Power One | TX | Colorado | UNIT1 | Natural Gas Internal Combustion Engine | IC |  | S | X | X |  |  | 8.5 | 0.9 | 8.3 | 8.4 | 4.3 | N |  |  | OP | X | 5 | 2016 |  |  | N | IPP Non-CHP | 2 | X | NG | 0.97647 | 0.98824
59698 | Sky Global Power One Pledgor, LLC | 59938 | Sky Global Power One | TX | Colorado | UNIT2 | Natural Gas Internal Combustion Engine | IC |  | S | X | X |  |  | 8.5 | 0.9 | 8.3 | 8.4 | 4.3 | N |  |  | OP | X | 5 | 2016 |  |  | N | IPP Non-CHP | 2 | X | NG | 0.97647 | 0.98824
59698 | Sky Global Power One Pledgor, LLC | 59938 | Sky Global Power One | TX | Colorado | UNIT3 | Natural Gas Internal Combustion Engine | IC |  | S | X | X |  |  | 8.5 | 0.9 | 8.3 | 8.4 | 4.3 | N |  |  | OP | X | 5 | 2016 |  |  | N | IPP Non-CHP | 2 | X | NG | 0.97647 | 0.98824
59698 | Sky Global Power One Pledgor, LLC | 59938 | Sky Global Power One | TX | Colorado | UNIT4 | Natural Gas Internal Combustion Engine | IC |  | S | X | X |  |  | 8.5 | 0.9 | 8.3 | 8.4 | 4.3 | N |  |  | OP | X | 5 | 2016 |  |  | N | IPP Non-CHP | 2 | X | NG | 0.97647 | 0.98824
59698 | Sky Global Power One Pledgor, LLC | 59938 | Sky Global Power One | TX | Colorado | UNIT5 | Natural Gas Internal Combustion Engine | IC |  | S | X | X |  |  | 8.5 | 0.9 | 8.3 | 8.4 | 4.3 | N |  |  | OP | X | 5 | 2016 |  |  | N | IPP Non-CHP | 2 | X | NG | 0.97647 | 0.98824
59698 | Sky Global Power One Pledgor, LLC | 59938 | Sky Global Power One | TX | Colorado | UNIT6 | Natural Gas Internal Combustion Engine | IC |  | S | X | X |  |  | 8.5 | 0.9 | 8.3 | 8.4 | 4.3 | N |  |  | OP | X | 5 | 2016 |  |  | N | IPP Non-CHP | 2 | X | NG | 0.97647 | 0.98824
5063 | City of Denton - (TX) | 61643 | Denton Energy Center | TX | Denton | DEC1 | Natural Gas Internal Combustion Engine | IC |  | S | X | X |  |  | 18.8 | 0.8 | 18.8 | 18.8 | 3.8 | N |  |  | OP | X | 7 | 2018 |  |  | N | Electric Utility | 1 | X | NG | 1 | 1
5063 | City of Denton - (TX) | 61643 | Denton Energy Center | TX | Denton | DEC10 | Natural Gas Internal Combustion Engine | IC |  | S | X | X |  |  | 18.8 | 0.8 | 18.8 | 18.8 | 3.8 | N |  |  | OP | X | 7 | 2018 |  |  | N | Electric Utility | 1 | X | NG | 1 | 1
5063 | City of Denton - (TX) | 61643 | Denton Energy Center | TX | Denton | DEC11 | Natural Gas Internal Combustion Engine | IC |  | S | X | X |  |  | 18.8 | 0.8 | 18.8 | 18.8 | 3.8 | N |  |  | OP | X | 7 | 2018 |  |  | N | Electric Utility | 1 | X | NG | 1 | 1
5063 | City of Denton - (TX) | 61643 | Denton Energy Center | TX | Denton | DEC12 | Natural Gas Internal Combustion Engine | IC |  | S | X | X |  |  | 18.8 | 0.8 | 18.8 | 18.8 | 3.8 | N |  |  | OP | X | 7 | 2018 |  |  | N | Electric Utility | 1 | X | NG | 1 | 1
5063 | City of Denton - (TX) | 61643 | Denton Energy Center | TX | Denton | DEC2 | Natural Gas Internal Combustion Engine | IC |  | S | X | X |  |  | 18.8 | 0.8 | 18.8 | 18.8 | 3.8 | N |  |  | OP | X | 7 | 2018 |  |  | N | Electric Utility | 1 | X | NG | 1 | 1
5063 | City of Denton - (TX) | 61643 | Denton Energy Center | TX | Denton | DEC3 | Natural Gas Internal Combustion Engine | IC |  | S | X | X |  |  | 18.8 | 0.8 | 18.8 | 18.8 | 3.8 | N |  |  | OP | X | 7 | 2018 |  |  | N | Electric Utility | 1 | X | NG | 1 | 1
5063 | City of Denton - (TX) | 61643 | Denton Energy Center | TX | Denton | DEC4 | Natural Gas Internal Combustion Engine | IC |  | S | X | X |  |  | 18.8 | 0.8 | 18.8 | 18.8 | 3.8 | N |  |  | OP | X | 7 | 2018 |  |  | N | Electric Utility | 1 | X | NG | 1 | 1
5063 | City of Denton - (TX) | 61643 | Denton Energy Center | TX | Denton | DEC5 | Natural Gas Internal Combustion Engine | IC |  | S | X | X |  |  | 18.8 | 0.8 | 18.8 | 18.8 | 3.8 | N |  |  | OP | X | 7 | 2018 |  |  | N | Electric Utility | 1 | X | NG | 1 | 1
5063 | City of Denton - (TX) | 61643 | Denton Energy Center | TX | Denton | DEC6 | Natural Gas Internal Combustion Engine | IC |  | S | X | X |  |  | 18.8 | 0.8 | 18.8 | 18.8 | 3.8 | N |  |  | OP | X | 7 | 2018 |  |  | N | Electric Utility | 1 | X | NG | 1 | 1
5063 | City of Denton - (TX) | 61643 | Denton Energy Center | TX | Denton | DEC7 | Natural Gas Internal Combustion Engine | IC |  | S | X | X |  |  | 18.8 | 0.8 | 18.8 | 18.8 | 3.8 | N |  |  | OP | X | 7 | 2018 |  |  | N | Electric Utility | 1 | X | NG | 1 | 1
5063 | City of Denton - (TX) | 61643 | Denton Energy Center | TX | Denton | DEC8 | Natural Gas Internal Combustion Engine | IC |  | S | X | X |  |  | 18.8 | 0.8 | 18.8 | 18.8 | 3.8 | N |  |  | OP | X | 7 | 2018 |  |  | N | Electric Utility | 1 | X | NG | 1 | 1
5063 | City of Denton - (TX) | 61643 | Denton Energy Center | TX | Denton | DEC9 | Natural Gas Internal Combustion Engine | IC |  | S | X | X |  |  | 18.8 | 0.8 | 18.8 | 18.8 | 3.8 | N |  |  | OP | X | 7 | 2018 |  |  | N | Electric Utility | 1 | X | NG | 1 | 1
55983 | Luminant Generation Company LLC | 3452 | Lake Hubbard | TX | Dallas | 1 | Natural Gas Steam Turbine | ST |  | S | X | X |  |  | 396.5 | 0.9 | 392 | 392 | 56 | N |  |  | OP | X | 6 | 1970 |  |  | N | IPP Non-CHP | 2 | X | NG | 0.98865 | 0.98865
55983 | Luminant Generation Company LLC | 3452 | Lake Hubbard | TX | Dallas | 2 | Natural Gas Steam Turbine | ST |  | S | X | X |  |  | 531 | 0.9 | 523 | 523 | 40 | N |  |  | OP | X | 11 | 1973 |  |  | N | IPP Non-CHP | 2 | X | NG | 0.98493 | 0.98493
62026 | Mountain Creek Power, LLC | 3453 | Mountain Creek | TX | Dallas | 6 | Natural Gas Steam Turbine | ST |  | S | X | X |  |  | 135.7 | 0.85 | 122 | 122 | 15 | N |  |  | OP | X | 2 | 1956 |  |  | N | IPP Non-CHP | 2 | X | NG | 0.89904 | 0.89904
62026 | Mountain Creek Power, LLC | 3453 | Mountain Creek | TX | Dallas | 7 | Natural Gas Steam Turbine | ST |  | S | X | X |  |  | 136 | 0.85 | 118 | 118 | 15 | N |  |  | OP | X | 3 | 1958 |  |  | N | IPP Non-CHP | 2 | X | NG | 0.86765 | 0.86765
62026 | Mountain Creek Power, LLC | 3453 | Mountain Creek | TX | Dallas | 8 | Natural Gas Steam Turbine | ST |  | S | X | X |  |  | 580.5 | 0.9 | 568 | 568 | 100 | N |  |  | OP | X | 7 | 1967 |  |  | N | IPP Non-CHP | 2 | X | NG | 0.97847 | 0.97847
5701 | El Paso Electric Co | 3456 | Newman | TX | El Paso | 1 | Natural Gas Steam Turbine | ST |  | S | X | X |  |  | 81.6 | 0.85 | 74 | 76 | 21 | N |  |  | OP | X | 5 | 1960 | 12 | 2022 | N | Electric Utility | 1 | X | NG | 0.90686 | 0.93137
5701 | El Paso Electric Co | 3456 | Newman | TX | El Paso | 2 | Natural Gas Steam Turbine | ST |  | S | X | X |  |  | 81.6 | 0.85 | 76 | 76 | 21 | N |  |  | OP | X | 6 | 1963 | 12 | 2022 | N | Electric Utility | 1 | X | NG | 0.93137 | 0.93137
5701 | El Paso Electric Co | 3456 | Newman | TX | El Paso | 3 | Natural Gas Steam Turbine | ST |  | S | X | X |  |  | 121.8 | 0.85 | 97 | 100 | 20 | N |  |  | OP | X | 3 | 1966 | 12 | 2026 | N | Electric Utility | 1 | X | NG | 0.79639 | 0.82102
55937 | Entergy Texas Inc. | 3457 | Lewis Creek | TX | Montgomery | 1 | Natural Gas Steam Turbine | ST |  | S | X | X | EES.L_CREEK1 |  | 271.4 | 0.87 | 252.1 | 255 | 50 | N |  |  | OP | X | 12 | 1970 | 6 | 2034 | N | Electric Utility | 1 | X | NG | 0.92889 | 0.93957
55937 | Entergy Texas Inc. | 3457 | Lewis Creek | TX | Montgomery | 2 | Natural Gas Steam Turbine | ST |  | S | X | X | EES.L_CREEK2 |  | 271.4 | 0.87 | 253 | 253.7 | 50 | N |  |  | OP | X | 5 | 1971 | 6 | 2034 | N | Electric Utility | 1 | X | NG | 0.9322 | 0.93478
55937 | Entergy Texas Inc. | 3459 | Sabine | TX | Orange | 1 | Natural Gas Steam Turbine | ST |  | S | X | X | EES.SABINE1 | EES.SABINE1 | 239.4 | 0.85 | 212 | 212.7 | 50 | N |  |  | OP | X | 1 | 1962 | 6 | 2022 | N | Electric Utility | 1 | X | NG | 0.88555 | 0.88847
55937 | Entergy Texas Inc. | 3459 | Sabine | TX | Orange | 3 | Natural Gas Steam Turbine | ST |  | S | X | X | EES.SABINE3 | EES.SABINE3 | 473.4 | 0.87 | 410.7 | 415 | 55 | N |  |  | OP | X | 12 | 1966 | 6 | 2026 | N | Electric Utility | 1 | X | NG | 0.86755 | 0.87664
55937 | Entergy Texas Inc. | 3459 | Sabine | TX | Orange | 4 | Natural Gas Steam Turbine | ST |  | S | X | X | EES.SABINE4 | EES.SABINE4 | 591.6 | 0.87 | 533.4 | 535.8 | 185 | N |  |  | OP | X | 8 | 1974 | 6 | 2026 | N | Electric Utility | 1 | X | NG | 0.90162 | 0.90568
55937 | Entergy Texas Inc. | 3459 | Sabine | TX | Orange | 5 | Natural Gas Steam Turbine | ST |  | S | X | X | EES.SABINE5 | EES.SABINE5 | 507.4 | 0.87 | 448 | 453 | 55 | N |  |  | OP | X | 12 | 1979 |  |  | N | Electric Utility | 1 | X | NG | 0.88293 | 0.89279
54888 | NRG Texas Power LLC | 3460 | Cedar Bayou | TX | Chambers | 1 | Natural Gas Steam Turbine | ST |  | S | X | X | CBY_CBY_G1 | CBY_CBY_G1 | 765 | 0.9 | 746 | 746 | 65 | N |  |  | OP | X | 12 | 1970 |  |  | N | IPP Non-CHP | 2 | X | NG | 0.97516 | 0.97516
54888 | NRG Texas Power LLC | 3460 | Cedar Bayou | TX | Chambers | 2 | Natural Gas Steam Turbine | ST |  | S | X | X | CBY_CBY_G2 | CBY_CBY_G2 | 765 | 0.9 | 749 | 749 | 65 | N |  |  | OP | X | 3 | 1972 |  |  | N | IPP Non-CHP | 2 | X | NG | 0.97908 | 0.97908
54888 | NRG Texas Power LLC | 3464 | Greens Bayou | TX | Harris | 5 | Natural Gas Steam Turbine | ST |  | S | X | X | GBY_GBY_5 | GBY_GBY_5 | 446.4 | 0.9 | 406 | 406 | 40 | N |  |  | OA | X | 6 | 1973 |  |  | N | IPP Non-CHP | 2 | X | NG | 0.9095 | 0.9095
54888 | NRG Texas Power LLC | 3468 | Sam Bertron | TX | Harris | 3 | Natural Gas Steam Turbine | ST |  | S | X | X | SRB_SRB_G3 | SRB_SRB_G3 | 225.3 | 0.85 | 230 | 230 | 30 | N |  |  | OS | X | 4 | 1959 |  |  | N | IPP Non-CHP | 2 | X | NG | 1.0209 | 1.0209
54888 | NRG Texas Power LLC | 3468 | Sam Bertron | TX | Harris | 4 | Natural Gas Steam Turbine | ST |  | S | X | X | SRB_SRB_G4 | SRB_SRB_G4 | 225.3 | 0.85 | 230 | 230 | 30 | N |  |  | OS | X | 3 | 1960 |  |  | N | IPP Non-CHP | 2 | X | NG | 1.0209 | 1.0209
54888 | NRG Texas Power LLC | 3468 | Sam Bertron | TX | Harris | ST1 | Natural Gas Steam Turbine | ST |  | S | X | X | SRB_SRB_G1 | SRB_SRB_G1 | 187.8 | 0.85 | 118 | 118 | 30 | N |  |  | OS | X | 3 | 1958 |  |  | N | IPP Non-CHP | 2 | X | NG | 0.62833 | 0.62833
54888 | NRG Texas Power LLC | 3468 | Sam Bertron | TX | Harris | ST2 | Natural Gas Steam Turbine | ST |  | S | X | X | SRB_SRB_G2 | SRB_SRB_G2 | 187.8 | 0.85 | 174 | 174 | 30 | N |  |  | OS | X | 4 | 1956 |  |  | N | IPP Non-CHP | 2 | X | NG | 0.92652 | 0.92652
54888 | NRG Texas Power LLC | 3470 | W A Parish | TX | Fort Bend | 1 | Natural Gas Steam Turbine | ST |  | S | X | X | WAP_WAP_G1 | WAP_WAP_G1 | 187.8 | 0.85 | 169 | 169 | 30 | N |  |  | OP | X | 6 | 1958 |  |  | N | IPP Non-CHP | 2 | X | NG | 0.89989 | 0.89989
54888 | NRG Texas Power LLC | 3470 | W A Parish | TX | Fort Bend | 2 | Natural Gas Steam Turbine | ST |  | S | X | X | WAP_WAP_G2 | WAP_WAP_G2 | 187.8 | 0.85 | 169 | 169 | 30 | N |  |  | OP | X | 12 | 1958 |  |  | N | IPP Non-CHP | 2 | X | NG | 0.89989 | 0.89989
54888 | NRG Texas Power LLC | 3470 | W A Parish | TX | Fort Bend | 3 | Natural Gas Steam Turbine | ST |  | S | X | X | WAP_WAP_G3 | WAP_WAP_G3 | 299.2 | 0.85 | 273 | 273 | 60 | N |  |  | OP | X | 3 | 1961 |  |  | N | IPP Non-CHP | 2 | X | NG | 0.91243 | 0.91243
54888 | NRG Texas Power LLC | 3470 | W A Parish | TX | Fort Bend | 4 | Natural Gas Steam Turbine | ST |  | S | X | X | WAP_WAP_G4 | WAP_WAP_G4 | 580.5 | 0.9 | 552 | 552 | 60 | N |  |  | OP | X | 6 | 1968 |  |  | N | IPP Non-CHP | 2 | X | NG | 0.9509 | 0.9509
17698 | Southwestern Electric Power Co | 3476 | Knox Lee | TX | Gregg | 2 | Natural Gas Steam Turbine | ST |  | S | X | X |  |  | 38 | 0.85 | 31 | 31 | 10 | N |  |  | OP | X | 12 | 1950 |  |  | N | Electric Utility | 1 | X | NG | 0.81579 | 0.81579
17698 | Southwestern Electric Power Co | 3476 | Knox Lee | TX | Gregg | 3 | Natural Gas Steam Turbine | ST |  | S | X | X |  |  | 38 | 0.85 | 25 | 25 | 10 | N |  |  | OP | X | 6 | 1952 |  |  | N | Electric Utility | 1 | X | NG | 0.65789 | 0.65789
17698 | Southwestern Electric Power Co | 3476 | Knox Lee | TX | Gregg | 5 | Natural Gas Steam Turbine | ST |  | S | X | X |  |  | 351 | 0.9 | 342 | 348 | 35 | N |  |  | OP | X | 4 | 1974 |  |  | N | Electric Utility | 1 | X | NG | 0.97436 | 0.99145
17698 | Southwestern Electric Power Co | 3477 | Lone Star | TX | Morris | 1 | Natural Gas Steam Turbine | ST |  | S | X | X |  |  | 40 | 0.85 | 50 | 50 | 15 | N |  |  | OP | X | 3 | 1954 |  |  | N | Electric Utility | 1 | X | NG | 1.25 | 1.25
17698 | Southwestern Electric Power Co | 3478 | Wilkes | TX | Marion | 1 | Natural Gas Steam Turbine | ST |  | S | X | X |  |  | 180 | 0.85 | 174 | 174 | 30 | N |  |  | OP | X | 5 | 1964 |  |  | N | Electric Utility | 1 | X | NG | 0.96667 | 0.96667
17698 | Southwestern Electric Power Co | 3478 | Wilkes | TX | Marion | 2 | Natural Gas Steam Turbine | ST |  | S | X | X |  |  | 351 | 0.9 | 355 | 362 | 40 | N |  |  | OP | X | 5 | 1970 |  |  | N | Electric Utility | 1 | X | NG | 1.0114 | 1.0313
17698 | Southwestern Electric Power Co | 3478 | Wilkes | TX | Marion | 3 | Natural Gas Steam Turbine | ST |  | S | X | X |  |  | 351 | 0.9 | 354 | 362 | 40 | N |  |  | OP | X | 12 | 1971 |  |  | N | Electric Utility | 1 | X | NG | 1.0085 | 1.0313
17718 | Southwestern Public Service Co | 3482 | Jones | TX | Lubbock | 1 | Natural Gas Steam Turbine | ST |  | S | X | X | SPS.JONES1 | SPS.JONES1 | 247.5 | 0.9 | 243 | 243 | 56 | N |  |  | OP | X | 1 | 1971 | 12 | 2031 | N | Electric Utility | 1 | X | NG | 0.98182 | 0.98182
17718 | Southwestern Public Service Co | 3482 | Jones | TX | Lubbock | 2 | Natural Gas Steam Turbine | ST |  | S | X | X | SPS.JONES2 | SPS.JONES2 | 247.5 | 0.9 | 243 | 243 | 56 | N |  |  | OP | X | 1 | 1974 | 12 | 2034 | N | Electric Utility | 1 | X | NG | 0.98182 | 0.98182
17718 | Southwestern Public Service Co | 3484 | Nichols | TX | Potter | 1 | Natural Gas Steam Turbine | ST |  | S | X | X | SPS.NICHOLS1 | SPS.NICHOLS1 | 113.6 | 0.85 | 107 | 107 | 25 | N |  |  | OP | X | 1 | 1960 | 12 | 2022 | N | Electric Utility | 1 | X | NG | 0.9419 | 0.9419
17718 | Southwestern Public Service Co | 3484 | Nichols | TX | Potter | 2 | Natural Gas Steam Turbine | ST |  | S | X | X | SPS.NICHOLS2 | SPS.NICHOLS2 | 113.6 | 0.85 | 106 | 106 | 18 | N |  |  | OP | X | 1 | 1962 | 12 | 2023 | N | Electric Utility | 1 | X | NG | 0.9331 | 0.9331
17718 | Southwestern Public Service Co | 3484 | Nichols | TX | Potter | 3 | Natural Gas Steam Turbine | ST |  | S | X | X | SPS.NICHOLS3 | SPS.NICHOLS3 | 247.5 | 0.9 | 244 | 244 | 25 | N |  |  | OP | X | 1 | 1968 | 12 | 2030 | N | Electric Utility | 1 | X | NG | 0.98586 | 0.98586
17718 | Southwestern Public Service Co | 3485 | Plant X | TX | Lamb | 1 | Natural Gas Steam Turbine | ST |  | S | X | X | SPS.PLANTX1 | SPS.PLANTX1 | 48 | 0.8 | 38 | 38 | 21 | N |  |  | OP | X | 1 | 1952 | 12 | 2019 | N | Electric Utility | 1 | X | NG | 0.79167 | 0.79167
17718 | Southwestern Public Service Co | 3485 | Plant X | TX | Lamb | 2 | Natural Gas Steam Turbine | ST |  | S | X | X | SPS.PLANTX2 | SPS.PLANTX2 | 98 | 0.8 | 90 | 90 | 40 | N |  |  | OP | X | 1 | 1953 | 12 | 2020 | N | Electric Utility | 1 | X | NG | 0.91837 | 0.91837
17718 | Southwestern Public Service Co | 3485 | Plant X | TX | Lamb | 3 | Natural Gas Steam Turbine | ST |  | S | X | X | SPS.PLANTX3 | SPS.PLANTX3 | 98 | 0.8 | 93 | 93 | 35 | N |  |  | OP | X | 1 | 1955 | 12 | 2024 | N | Electric Utility | 1 | X | NG | 0.94898 | 0.94898
17718 | Southwestern Public Service Co | 3485 | Plant X | TX | Lamb | 4 | Natural Gas Steam Turbine | ST |  | S | X | X | SPS.PLANTX4 | SPS.PLANTX4 | 190.4 | 0.85 | 190 | 190 | 55 | N |  |  | OP | X | 1 | 1964 | 12 | 2027 | N | Electric Utility | 1 | X | NG | 0.9979 | 0.9979
55983 | Luminant Generation Company LLC | 3490 | Graham | TX | Young | 1 | Natural Gas Steam Turbine | ST |  | S | X | X |  |  | 247.7 | 0.85 | 234 | 234 | 46 | N |  |  | OP | X | 12 | 1960 |  |  | N | IPP Non-CHP | 2 | X | NG | 0.94469 | 0.94469
55983 | Luminant Generation Company LLC | 3490 | Graham | TX | Young | 2 | Natural Gas Steam Turbine | ST |  | S | X | X |  |  | 387 | 0.9 | 390 | 390 | 26 | N |  |  | OP | X | 6 | 1969 |  |  | N | IPP Non-CHP | 2 | X | NG | 1.0078 | 1.0078
6035 | Exelon Power | 3491 | Handley | TX | Tarrant | 3 | Natural Gas Steam Turbine | ST |  | S | X | X | HLSES_UNIT3 | HLSES_UNIT3 | 404.8 | 0.8 | 395 | 395 | 50 | N |  |  | OP | X | 7 | 1963 |  |  | N | IPP Non-CHP | 2 | X | NG | 0.97579 | 0.97579
6035 | Exelon Power | 3491 | Handley | TX | Tarrant | 4 | Natural Gas Steam Turbine | ST |  | S | X | X | HLSES_UNIT4 | HLSES_UNIT4 | 455 | 0.91 | 435 | 435 | 120 | N |  |  | OP | X | 10 | 1976 |  |  | N | IPP Non-CHP | 2 | X | NG | 0.95604 | 0.95604
6035 | Exelon Power | 3491 | Handley | TX | Tarrant | 5 | Natural Gas Steam Turbine | ST |  | S | X | X | HLSES_UNIT5 | HLSES_UNIT5 | 455 | 0.91 | 435 | 435 | 120 | N |  |  | OP | X | 10 | 1977 |  |  | N | IPP Non-CHP | 2 | X | NG | 0.95604 | 0.95604
55983 | Luminant Generation Company LLC | 3504 | Stryker Creek | TX | Cherokee | ST1 | Natural Gas Steam Turbine | ST |  | S | X | X |  |  | 176.8 | 0.8 | 167 | 167 | 20 | N |  |  | OP | X | 6 | 1958 |  |  | N | IPP Non-CHP | 2 | X | NG | 0.94457 | 0.94457
55983 | Luminant Generation Company LLC | 3504 | Stryker Creek | TX | Cherokee | ST2 | Natural Gas Steam Turbine | ST |  | S | X | X |  |  | 526.6 | 0.9 | 502 | 502 | 35 | N |  |  | OP | X | 12 | 1965 |  |  | N | IPP Non-CHP | 2 | X | NG | 0.95329 | 0.95329
55983 | Luminant Generation Company LLC | 3507 | Trinidad (TX) | TX | Henderson | 6 | Natural Gas Steam Turbine | ST |  | S | X | X |  |  | 239.3 | 0.85 | 235 | 235 | 50 | N |  |  | OP | X | 5 | 1965 |  |  | N | IPP Non-CHP | 2 | X | NG | 0.98203 | 0.98203
1015 | Austin Energy | 3548 | Decker Creek | TX | Travis | 1 | Natural Gas Steam Turbine | ST |  | S | X | X |  |  | 321 | 0.85 | 320 | 335 | 50 | N |  |  | OP | X | 7 | 1971 |  |  | N | Electric Utility | 1 | X | NG | 0.99688 | 1.0436
1015 | Austin Energy | 3548 | Decker Creek | TX | Travis | 2 | Natural Gas Steam Turbine | ST |  | S | X | X |  |  | 405 | 0.9 | 404 | 448 | 50 | N |  |  | OP | X | 1 | 1978 |  |  | N | Electric Utility | 1 | X | NG | 0.99753 | 1.1062
6958 | City of Garland - (TX) | 3576 | Ray Olinger | TX | Collin | 1 | Natural Gas Steam Turbine | ST |  | S | X | X |  |  | 75 | 0.85 | 75 | 75 | 10 | N |  |  | OP | X | 7 | 1967 |  |  | N | Electric Utility | 1 | X | NG | 1 | 1
6958 | City of Garland - (TX) | 3576 | Ray Olinger | TX | Collin | 2 | Natural Gas Steam Turbine | ST |  | S | X | X |  |  | 113.4 | 0.85 | 107 | 107 | 20 | N |  |  | OP | X | 1 | 1971 |  |  | N | Electric Utility | 1 | X | NG | 0.94356 | 0.94356
6958 | City of Garland - (TX) | 3576 | Ray Olinger | TX | Collin | 3 | Natural Gas Steam Turbine | ST |  | S | X | X |  |  | 156.6 | 0.9 | 138 | 138 | 25 | N |  |  | OP | X | 6 | 1976 |  |  | N | Electric Utility | 1 | X | NG | 0.88123 | 0.88123
11269 | Lower Colorado River Authority | 3601 | Sim Gideon | TX | Bastrop | 1 | Natural Gas Steam Turbine | ST |  | S | X | X |  |  | 136 | 0.85 | 136 | 140 | 19 | N |  |  | OP | X | 5 | 1965 |  |  | N | Electric Utility | 1 | X | NG | 1 | 1.0294
11269 | Lower Colorado River Authority | 3601 | Sim Gideon | TX | Bastrop | 2 | Natural Gas Steam Turbine | ST |  | S | X | X |  |  | 136 | 0.85 | 136 | 140 | 19 | N |  |  | OP | X | 3 | 1968 |  |  | N | Electric Utility | 1 | X | NG | 1 | 1.0294
11269 | Lower Colorado River Authority | 3601 | Sim Gideon | TX | Bastrop | 3 | Natural Gas Steam Turbine | ST |  | S | X | X |  |  | 351 | 0.9 | 335 | 340 | 57 | N |  |  | OP | X | 5 | 1972 |  |  | N | Electric Utility | 1 | X | NG | 0.95442 | 0.96866
11292 | City of Lubbock - (TX) | 3602 | Ty Cooke | TX | Lubbock | 1 | Natural Gas Steam Turbine | ST |  | S | X | X |  |  | 44 | 0.9 | 42 | 42 | 25 | N |  |  | OA | X | 6 | 1965 |  |  | N | Electric Utility | 1 | X | NG | 0.95455 | 0.95455
11292 | City of Lubbock - (TX) | 3602 | Ty Cooke | TX | Lubbock | 2 | Natural Gas Steam Turbine | ST |  | S | X | X |  |  | 53.6 | 0.9 | 46 | 46 | 25 | N |  |  | OA | X | 6 | 1978 |  |  | N | Electric Utility | 1 | X | NG | 0.85821 | 0.85821
16604 | City of San Antonio - (TX) | 3611 | O W Sommers | TX | Bexar | 1 | Natural Gas Steam Turbine | ST |  | S | X | X | CALAVER_OWS1 | CALAVER_OWS1 | 446 | 0.9 | 420 | 420 | 70 | N |  |  | OP | X | 4 | 1972 | 12 | 2026 | N | Electric Utility | 1 | X | NG | 0.9417 | 0.9417
16604 | City of San Antonio - (TX) | 3611 | O W Sommers | TX | Bexar | 2 | Natural Gas Steam Turbine | ST |  | S | X | X | CALAVER_OWS2 | CALAVER_OWS2 | 446 | 0.9 | 410 | 410 | 70 | N |  |  | OP | X | 1 | 1974 | 12 | 2028 | N | Electric Utility | 1 | X | NG | 0.91928 | 0.91928
16604 | City of San Antonio - (TX) | 3612 | V H Braunig | TX | Bexar | 1 | Natural Gas Steam Turbine | ST |  | S | X | X | BRAUNIG_VHB1 | BRAUNIG_VHB1 | 225 | 0.85 | 217 | 217 | 60 | N |  |  | OP | X | 3 | 1966 | 12 | 2024 | N | Electric Utility | 1 | X | NG | 0.96444 | 0.96444
16604 | City of San Antonio - (TX) | 3612 | V H Braunig | TX | Bexar | 2 | Natural Gas Steam Turbine | ST |  | S | X | X | BRAUNIG_VHB2 | BRAUNIG_VHB2 | 252 | 0.85 | 230 | 230 | 60 | N |  |  | OP | X | 4 | 1968 | 12 | 2024 | N | Electric Utility | 1 | X | NG | 0.9127 | 0.9127
16604 | City of San Antonio - (TX) | 3612 | V H Braunig | TX | Bexar | 3 | Natural Gas Steam Turbine | ST |  | S | X | X | BRAUNIG_VHB3 | BRAUNIG_VHB3 | 417 | 0.85 | 412 | 412 | 70 | N |  |  | OP | X | 5 | 1970 | 12 | 2024 | N | Electric Utility | 1 | X | NG | 0.98801 | 0.98801
2172 | Brazos Electric Power Coop Inc | 3628 | R W Miller | TX | Palo Pinto | 1 | Natural Gas Steam Turbine | ST |  | S | X | X | MIL_MILG1_2 | MIL_MILG1_2 | 66 | 0.85 | 66 | 66 | 20 | N |  |  | OP | X | 10 | 1968 |  |  | N | Electric Utility | 1 | X | NG | 1 | 1
2172 | Brazos Electric Power Coop Inc | 3628 | R W Miller | TX | Palo Pinto | 2 | Natural Gas Steam Turbine | ST |  | S | X | X | MIL_MILG1_2 | MIL_MILG1_2 | 100 | 0.85 | 100 | 100 | 38 | N |  |  | OP | X | 7 | 1972 |  |  | N | Electric Utility | 1 | X | NG | 1 | 1
2172 | Brazos Electric Power Coop Inc | 3628 | R W Miller | TX | Palo Pinto | 3 | Natural Gas Steam Turbine | ST |  | S | X | X | MIL_MILG345 | MIL_MILG345 | 200 | 0.9 | 200 | 200 | 40 | N |  |  | OP | X | 8 | 1975 |  |  | N | Electric Utility | 1 | X | NG | 1 | 1
7634 | City of Greenville - (TX) | 4195 | Powerlane Plant | TX | Hunt | ST1 | Natural Gas Steam Turbine | ST |  | S | X | X | STEA_STEAM_1 | STEA_STEAM_1 | 18.8 | 0.85 | 17.5 | 17.5 | 10 | N |  |  | OP | X | 1 | 1966 |  |  | N | Electric Utility | 1 | X | NG | 0.93085 | 0.93085
7634 | City of Greenville - (TX) | 4195 | Powerlane Plant | TX | Hunt | ST2 | Natural Gas Steam Turbine | ST |  | S | X | X | STEA_STEAM_2 | STEA_STEAM_2 | 25 | 0.85 | 24 | 24 | 10 | N |  |  | OP | X | 8 | 1967 |  |  | N | Electric Utility | 1 | X | NG | 0.96 | 0.96
7634 | City of Greenville - (TX) | 4195 | Powerlane Plant | TX | Hunt | ST3 | Natural Gas Steam Turbine | ST |  | S | X | X | STEA_STEAM_3 | STEA_STEAM_3 | 43.2 | 0.9 | 41 | 41 | 13 | N |  |  | OP | X | 8 | 1978 |  |  | N | Electric Utility | 1 | X | NG | 0.94907 | 0.94907
6958 | City of Garland - (TX) | 4266 | Spencer | TX | Denton | 4 | Natural Gas Steam Turbine | ST |  | S | X | X |  |  | 61.1 | 0.9 | 61 | 61 | 10 | N |  |  | OP | X | 6 | 1966 |  |  | N | Electric Utility | 1 | X | NG | 0.99836 | 0.99836
6958 | City of Garland - (TX) | 4266 | Spencer | TX | Denton | 5 | Natural Gas Steam Turbine | ST |  | S | X | X |  |  | 65.4 | 0.85 | 61 | 61 | 10 | N |  |  | OP | X | 5 | 1973 |  |  | N | Electric Utility | 1 | X | NG | 0.93272 | 0.93272
49979 | Topaz Power Group GP II, LLC | 4939 | Barney M Davis | TX | Nueces | 1 | Natural Gas Steam Turbine | ST |  | S | X | X |  |  | 352 | 0.9 | 300 | 330 | 60 | N |  |  | OP | X | 5 | 1974 |  |  | N | IPP Non-CHP | 2 | X | NG | 0.85227 | 0.9375
2442 | City of Bryan - (TX) | 6243 | Dansby | TX | Brazos | 1 | Natural Gas Steam Turbine | ST |  | S | X | X | DANSBY | DANSBY | 105 | 0.9 | 110 | 110 | 12 | N |  |  | OP | X | 9 | 1978 |  |  | N | Electric Utility | 1 | X | NG | 1.0476 | 1.0476
55983 | Luminant Generation Company LLC | 6145 | Comanche Peak | TX | Somervell | 1 | Nuclear | ST |  | W | X | X |  |  | 1215 | 0.9 | 1205 | 1235 | 1112 | N |  |  | OP | X | 8 | 1990 |  |  | N | IPP Non-CHP | 2 | X | NUC | 0.99177 | 1.0165
55983 | Luminant Generation Company LLC | 6145 | Comanche Peak | TX | Somervell | 2 | Nuclear | ST |  | W | X | X |  |  | 1215 | 0.9 | 1195 | 1225 | 1103 | N |  |  | OP | X | 4 | 1993 |  |  | N | IPP Non-CHP | 2 | X | NUC | 0.98354 | 1.0082
21535 | STP Nuclear Operating Co | 6251 | South Texas Project | TX | Matagorda | 1 | Nuclear | ST |  | J | X | X |  |  | 1354.3 | 0.9 | 1280 | 1280 | 1280 | N |  |  | OP | X | 8 | 1988 |  |  | N | IPP Non-CHP | 2 | X | NUC | 0.94514 | 0.94514
21535 | STP Nuclear Operating Co | 6251 | South Texas Project | TX | Matagorda | 2 | Nuclear | ST |  | J | X | X |  |  | 1354.3 | 0.9 | 1280 | 1280 | 1280 | N |  |  | OP | X | 6 | 1989 |  |  | N | IPP Non-CHP | 2 | X | NUC | 0.94514 | 0.94514
2770 | Terra-Gen Operating Co-Wind | 54979 | Big Spring Wind Power Facility | TX | Howard | WIND | Onshore Wind Turbine | WT |  | W | X | X |  |  | 34.3 |  | 34.3 | 34.3 | 0 | N |  |  | OP | X | 12 | 1998 |  |  | N | IPP Non-CHP | 2 | X | WND | 1 | 1
20424 | West Texas Wind Energy Partners LLC | 55367 | West Texas Wind Energy LLC | TX | Upton | 01 | Onshore Wind Turbine | WT |  | S | X | X |  |  | 75 |  | 75 | 75 | 3.7 | N |  |  | OP | X | 6 | 1999 | 11 | 2019 | N | IPP Non-CHP | 2 | X | WND | 1 | 1
62136 | Llano Estacado Wind Ranch | 55579 | Llano Estacado Wind Ranch | TX | Carson | EXIS | Onshore Wind Turbine | WT |  | W | X | X |  |  | 80 |  | 80 | 80 | 5.2 | N |  |  | OP | X | 12 | 2001 |  |  | N | IPP Non-CHP | 2 | X | WND | 1 | 1
6354 | FPL Energy Upton Wind LP | 55581 | King Mountain Wind Ranch 1 | TX | Upton | EXIS | Onshore Wind Turbine | WT |  | S | X | X |  |  | 278 |  | 278 | 278 | 14.1 | N |  |  | OP | X | 6 | 2001 |  |  | N | IPP Non-CHP | 2 | X | WND | 1 | 1
13866 | NWP Indian Mesa Wind Farm LP | 55747 | NWP Indian Mesa Wind Farm | TX | Pecos | NWP2 | Onshore Wind Turbine | WT |  | W | X | X |  |  | 82.5 |  | 82.5 | 82.5 | 4.1 | N |  |  | OP | X | 5 | 2001 |  |  | N | IPP Non-CHP | 2 | X | WND | 1 | 1
14629 | Pecos Wind II LP | 55795 | Woodward Mountain II | TX | Pecos | 01 | Onshore Wind Turbine | WT |  | S | X | X |  |  | 78 |  | 78 | 78 | 8 | N |  |  | OP | X | 7 | 2001 |  |  | N | IPP Non-CHP | 2 | X | WND | 1 | 1
14628 | Pecos Wind I LP | 55796 | Woodward Mountain I | TX | Pecos | 01 | Onshore Wind Turbine | WT |  | W | X | X |  |  | 82 |  | 82 | 82 | 8 | N |  |  | OP | X | 7 | 2001 |  |  | N | IPP Non-CHP | 2 | X | WND | 1 | 1
19171 | Trent Wind Farm LP | 55968 | Trent Wind Farm LP | TX | Nolan | WTG1 | Onshore Wind Turbine | WT |  | S | X | X |  |  | 152 |  | 152 | 152 | 0 | Y | 8 | 2018 | OP | X | 7 | 2001 |  |  | N | IPP Non-CHP | 2 | X | WND | 1 | 1
49796 | Desert Sky Wind Farm LP | 55992 | Desert Sky | TX | Pecos | 1 | Onshore Wind Turbine | WT |  | S | X | X |  |  | 167.7 |  | 167.7 | 167.7 | 1.5 | Y | 8 | 2018 | OP | X | 1 | 2002 |  |  | N | IPP Non-CHP | 2 | X | WND | 1 | 1
17058 | Shell Wind Energy Inc. | 56111 | Brazos Wind Farm | TX | Scurry | GEN1 | Onshore Wind Turbine | WT |  | S | X | X |  |  | 160 |  | 160 | 160 | 10.4 | N |  |  | OP | X | 12 | 2003 |  |  | N | IPP Non-CHP | 2 | X | WND | 1 | 1
50123 | Leeward Asset Management, LLC | 56211 | Sweetwater Wind 1 LLC | TX | Nolan | SW1 | Onshore Wind Turbine | WT |  | W | X | X | SWEETWND_1 | SWEETWND_1 | 37.5 |  | 37.5 | 37.5 | 0.1 | N |  |  | OP | X | 12 | 2003 |  |  | N | IPP Non-CHP | 2 | X | WND | 1 | 1
50123 | Leeward Asset Management, LLC | 56212 | Sweetwater Wind 2 LLC | TX | Nolan | SW2 | Onshore Wind Turbine | WT |  | W | X | X | SWEETWN2_2_4 | SWEETWN2_2_4 | 98.8 |  | 98.8 | 98.8 | 0 | N |  |  | OP | X | 2 | 2005 |  |  | N | IPP Non-CHP | 2 | X | WND | 1 | 1
49903 | Aeolus Wind LLC | 56225 | Aeolus Wind Facility | TX | Hansford | V90 | Onshore Wind Turbine | WT |  | S | X | X | SPSSPEARMA1LD35 | SPSSPEARMA1LD35 | 3 |  | 3 | 3 | 0.9 | N |  |  | OP | X | 12 | 2003 |  |  | N | IPP Non-CHP | 2 | X | WND | 1 | 1
19740 | AES Wind Generation Inc | 56240 | Buffalo Gap Wind Farm | TX | Taylor | 1 | Onshore Wind Turbine | WT |  | S | X | X |  |  | 120.6 |  | 120.6 | 120.6 | 0 | N |  |  | OP | X | 4 | 2006 |  |  | N | IPP Non-CHP | 2 | X | WND | 1 | 1
50012 | FPL Energy Callahan Wind, LLC | 56270 | Callahan Divide Wind Energy Center | TX | Taylor | 1 | Onshore Wind Turbine | WT |  | S | X | X |  |  | 114 |  | 114 | 114 | 5.7 | N |  |  | OP | X | 3 | 2005 |  |  | N | IPP Non-CHP | 2 | X | WND | 1 | 1
50063 | FPL Energy Horse Hollow LLC | 56291 | Horse Hollow Wind Energy Center | TX | Taylor | 1 | Onshore Wind Turbine | WT |  | S | X | X |  |  | 213 |  | 213 | 213 | 0.1 | N |  |  | OP | X | 12 | 2005 |  |  | N | IPP Non-CHP | 2 | X | WND | 1 | 1
50063 | FPL Energy Horse Hollow LLC | 56291 | Horse Hollow Wind Energy Center | TX | Taylor | 2 | Onshore Wind Turbine | WT |  | S | X | X |  |  | 223.5 |  | 223.5 | 223.5 | 0.1 | N |  |  | OP | X | 6 | 2006 |  |  | N | IPP Non-CHP | 2 | X | WND | 1 | 1
50063 | FPL Energy Horse Hollow LLC | 56291 | Horse Hollow Wind Energy Center | TX | Taylor | 3 | Onshore Wind Turbine | WT |  | S | X | X |  |  | 299 |  | 299 | 299 | 0.1 | N |  |  | OP | X | 6 | 2006 |  |  | N | IPP Non-CHP | 2 | X | WND | 1 | 1
50123 | Leeward Asset Management, LLC | 56311 | Sweetwater Wind 3 LLC | TX | Nolan | SW3 | Onshore Wind Turbine | WT |  | W | X | X | SWEETWN3_3 | SWEETWN3_3 | 135 |  | 135 | 135 | 0 | N |  |  | OP | X | 12 | 2005 |  |  | N | IPP Non-CHP | 2 | X | WND | 1 | 1
50123 | Leeward Asset Management, LLC | 56337 | Sweetwater Wind 4 LLC | TX | Nolan | SW4 | Onshore Wind Turbine | WT |  | W | X | X | SWTWN4_WND45 | SWTWN4_WND45 | 241 |  | 241 | 241 | 0 | N |  |  | OP | X | 5 | 2007 |  |  | N | IPP Non-CHP | 2 | X | WND | 1 | 1
50123 | Leeward Asset Management, LLC | 56372 | Sweetwater Wind 5 | TX | Nolan | SW5 | Onshore Wind Turbine | WT |  | W | X | X | SWTWN4_WND45 | SWTWN4_WND45 | 80.5 |  | 80.5 | 80.5 | 0 | N |  |  | OP | X | 12 | 2007 |  |  | N | IPP Non-CHP | 2 | X | WND | 1 | 1
56215 | E ON Climate Renewables N America LLC | 56394 | Forest Creek Wind Farm LLC | TX | Glasscock | 1 | Onshore Wind Turbine | WT |  | S | X | X | MCDLD_FCSBW1 | MCDLD_FCSBW1 | 124.2 |  | 124.2 | 124.2 | 0 | N |  |  | OP | X | 12 | 2006 |  |  | N | IPP Non-CHP | 2 | X | WND | 1 | 1
54759 | Mesquite Wind LLC | 56395 | Mesquite Wind Power LLC | TX | Shackelford | 1 | Onshore Wind Turbine | WT |  | S | X | X |  |  | 200 |  | 200 | 200 | 50 | N |  |  | OP | X | 11 | 2007 |  |  | N | IPP Non-CHP | 2 | X | WND | 1 | 1
59883 | NRG Energy Gas & Wind Holdings Inc | 56432 | Wildorado Wind LLC | TX | Oldham | 1 | Onshore Wind Turbine | WT |  | J | X | X | SWPP | SWPP | 161 |  | 161 | 161 | 1 | N |  |  | OP | X | 4 | 2007 |  |  | N | IPP Non-CHP | 2 | X | WND | 1 | 1
54870 | FPL Energy Red Canyon LLC | 56457 | Post Wind Farm LP | TX | Borden | 1 | Onshore Wind Turbine | WT |  | S | X | X | RDCAN-RDCNY1 |  | 84 |  | 84 | 84 | 4.2 | N |  |  | OP | X | 4 | 2006 |  |  | N | IPP Non-CHP | 2 | X | WND | 1 | 1
56215 | E ON Climate Renewables N America LLC | 56479 | Sand Bluff Wind Farm | TX | Glasscock | 2 | Onshore Wind Turbine | WT |  | S | X | X | MCDLD_FCSBW1 | MCDLD_FCSBW1 | 90 |  | 90 | 90 | 0 | N |  |  | OP | X | 1 | 2007 |  |  | N | IPP Non-CHP | 2 | X | WND | 1 | 1
54759 | Mesquite Wind LLC | 56483 | Post Oak Wind LLC | TX | Shackelford | 1 | Onshore Wind Turbine | WT |  | S | X | X |  |  | 200 |  | 200 | 200 | 50 | N |  |  | OP | X | 3 | 2008 |  |  | N | IPP Non-CHP | 2 | X | WND | 1 | 1
19740 | AES Wind Generation Inc | 56484 | Buffalo Gap 2 Wind Farm | TX | Nolan | 1 | Onshore Wind Turbine | WT |  | S | X | X |  |  | 232.5 |  | 232.5 | 232.5 | 0 | N |  |  | OP | X | 7 | 2007 |  |  | N | IPP Non-CHP | 2 | X | WND | 1 | 1
49893 | Invenergy Services LLC | 56506 | Scurry County Wind LP | TX | Scurry | SCW | Onshore Wind Turbine | WT |  | S | X | X | CSC_CSECG1_2 | Oncor's Golden 138kv switching station | 130.5 |  | 130.5 | 130.5 | 0 | N |  |  | OP | X | 5 | 2007 |  |  | N | IPP Non-CHP | 2 | X | WND | 1 | 1
55835 | Exelon Wind 4, LLC | 56560 | EXC Wind 4 | TX | Hansford | JDW4 | Onshore Wind Turbine | WT |  | S | X | X | EXELON4 |  | 79.8 |  | 79.8 | 79.8 | 0.5 | N |  |  | OP | X | 1 | 2008 |  |  | N | IPP Non-CHP | 2 | X | WND | 1 | 1
55834 | Exelon Wind 5, LLC | 56561 | EXC Wind 5 | TX | Sherman | JDW5 | Onshore Wind Turbine | WT |  | S | X | X | EXELON5_6 |  | 10 |  | 10 | 10 | 0.1 | N |  |  | OP | X | 11 | 2006 |  |  | N | IPP Non-CHP | 2 | X | WND | 1 | 1
55833 | Exelon Wind 6, LLC | 56562 | EXC Wind 6 | TX | Sherman | JDW6 | Onshore Wind Turbine | WT |  | S | X | X | SPSSHERMANUNJDWIND6 |  | 10 |  | 10 | 10 | 0.1 | N |  |  | OP | X | 1 | 2007 |  |  | N | IPP Non-CHP | 2 | X | WND | 1 | 1
56215 | E ON Climate Renewables N America LLC | 56592 | Champion Wind Farm LLC | TX | Nolan | CH1 | Onshore Wind Turbine | WT |  | S | X | X | TKWSW_CHAMP | TKWSW_CHAMP | 126.5 |  | 126.5 | 126.5 | 0 | N |  |  | OP | X | 2 | 2008 |  |  | N | IPP Non-CHP | 2 | X | WND | 1 | 1
56215 | E ON Climate Renewables N America LLC | 56593 | Roscoe Wind Farm LLC | TX | Nolan | RO1 | Onshore Wind Turbine | WT |  | S | X | X | TKWSW_ROSCOE | TKWSW_ROSCOE | 209 |  | 209 | 209 | 0 | N |  |  | OP | X | 2 | 2008 |  |  | N | IPP Non-CHP | 2 | X | WND | 1 | 1
55847 | Snyder Wind Farm LLC | 56602 | Snyder Wind Farm | TX | Scurry | SNY1 | Onshore Wind Turbine | WT |  | S | X | X |  |  | 63 |  | 63 | 63 | 0.1 | N |  |  | OP | X | 12 | 2007 |  |  | N | IPP Non-CHP | 2 | X | WND | 1 | 1
19740 | AES Wind Generation Inc | 56638 | Buffalo Gap 3 Wind Farm | TX | Nolan | GEN1 | Onshore Wind Turbine | WT |  | S | X | X |  |  | 170.2 |  | 170.2 | 170.2 | 0 | N |  |  | OP | X | 8 | 2008 |  |  | N | IPP Non-CHP | 2 | X | WND | 1 | 1
49893 | Invenergy Services LLC | 56644 | Stanton Wind Energy LLC | TX | Martin | 1 | Onshore Wind Turbine | WT |  | S | X | X | SWEC_G1 | Oncor's 138kv Stanton East switiching station | 120 |  | 120 | 120 | 0 | N |  |  | OP | X | 2 | 2008 |  |  | N | IPP Non-CHP | 2 | X | WND | 1 | 1
58353 | NextEra Energy Majestic Wind | 56648 | Majestic 1 Wind Farm | TX | Carson | 1 | Onshore Wind Turbine | WT |  | W | X | X |  |  | 79.5 |  | 79.5 | 79.5 | 4 | N |  |  | OP | X | 1 | 2009 |  |  | N | IPP Non-CHP | 2 | X | WND | 1 | 1
55397 | NRG Energy Inc | 56649 | South Trent Wind Farm | TX | Nolan | 1 | Onshore Wind Turbine | WT |  | W | X | X |  |  | 101.2 |  | 101.2 | 101.2 | 1 | N |  |  | OP | X | 1 | 2009 |  |  | N | IPP Non-CHP | 2 | X | WND | 1 | 1
56545 | Pattern Operators LP | 56661 | Pattern Gulf Wind | TX | Kenedy | 1 | Onshore Wind Turbine | WT |  | W | X | X |  |  | 283.2 |  | 283.2 | 283.2 | 283.2 | N |  |  | OP | X | 12 | 2008 |  |  | N | IPP Non-CHP | 2 | X | WND | 1 | 1
55922 | Whirlwind Energy LLC | 56673 | Whirlwind Energy Center | TX | Floyd | WEC | Onshore Wind Turbine | WT |  | S | X | X |  |  | 59.8 |  | 57 | 57 | 0 | N |  |  | OP | X | 12 | 2007 |  |  | N | IPP Non-CHP | 2 | X | WND | 0.95318 | 0.95318
59883 | NRG Energy Gas & Wind Holdings Inc | 56754 | Goat Wind LP | TX | Sterling | 1 | Onshore Wind Turbine | WT |  | J | X | X | ERCOT | ERCOT | 80 |  | 80 | 80 | 1 | N |  |  | OP | X | 4 | 2008 |  |  | N | IPP Non-CHP | 2 | X | WND | 1 | 1
59883 | NRG Energy Gas & Wind Holdings Inc | 56754 | Goat Wind LP | TX | Sterling | 2 | Onshore Wind Turbine | WT |  | J | X | X | ERCOT | ERCOT | 69.6 |  | 69.6 | 69.6 | 1 | N |  |  | OP | X | 6 | 2009 |  |  | N | IPP Non-CHP | 2 | X | WND | 1 | 1
55958 | Capricorn Ridge Wind LLC | 56763 | Capricorn Ridge Wind LLC | TX | Sterling | 1 | Onshore Wind Turbine | WT |  | S | X | X |  |  | 149.5 |  | 149.5 | 149.5 | 21.5 | N |  |  | OP | X | 11 | 2007 |  |  | N | IPP Non-CHP | 2 | X | WND | 1 | 1
55958 | Capricorn Ridge Wind LLC | 56763 | Capricorn Ridge Wind LLC | TX | Sterling | 2 | Onshore Wind Turbine | WT |  | S | X | X |  |  | 214.5 |  | 214.5 | 214.5 | 7.5 | N |  |  | OP | X | 11 | 2007 |  |  | N | IPP Non-CHP | 2 | X | WND | 1 | 1
55958 | Capricorn Ridge Wind LLC | 56763 | Capricorn Ridge Wind LLC | TX | Sterling | 3 | Onshore Wind Turbine | WT |  | S | X | X |  |  | 186 |  | 186 | 186 | 14.9 | N |  |  | OP | X | 4 | 2008 |  |  | N | IPP Non-CHP | 2 | X | WND | 1 | 1
55958 | Capricorn Ridge Wind LLC | 56763 | Capricorn Ridge Wind LLC | TX | Sterling | 4 | Onshore Wind Turbine | WT |  | S | X | X |  |  | 112.5 |  | 112.5 | 112.5 | 5.6 | Y | 1 | 2018 | OP | X | 5 | 2008 |  |  | N | IPP Non-CHP | 2 | X | WND | 1 | 1
62076 | Silver Star I Power Partners LLC | 56771 | Silver Star I Wind Power Project | TX | Erath | 1 | Onshore Wind Turbine | WT |  | W | X | X |  |  | 60 |  | 60 | 60 | 12 | N |  |  | OP | X | 9 | 2008 |  |  | N | IPP Non-CHP | 2 | X | WND | 1 | 1
49893 | Invenergy Services LLC | 56773 | McAdoo Wind Energy LLC | TX | Dickens | 1 | Onshore Wind Turbine | WT |  | S | X | X | MWEC_G1 | aep 138kv Spur Switching Station | 150 |  | 150 | 150 | 0 | N |  |  | OP | X | 9 | 2008 |  |  | N | IPP Non-CHP | 2 | X | WND | 1 | 1
49893 | Invenergy Services LLC | 56774 | Turkey Track Wind Energy LLC | TX | Nolan | 1 | Onshore Wind Turbine | WT |  | S | X | X | TTWEC_G1 | AEP Nicole 138kv switching station | 169.5 |  | 169.5 | 169.5 | 0 | N |  |  | OP | X | 11 | 2008 |  |  | N | IPP Non-CHP | 2 | X | WND | 1 | 1
49893 | Invenergy Services LLC | 56775 | Scurry County Wind II | TX | Scurry | 1 | Onshore Wind Turbine | WT |  | S | X | X | CSC_CSECG1_2 | Oncor Golden 138kv switching station | 120 |  | 120 | 120 | 0 | N |  |  | OP | X | 12 | 2007 |  |  | N | IPP Non-CHP | 2 | X | WND | 1 | 1
49893 | Invenergy Services LLC | 56776 | Gunsight Mountain Wind Energy LLC | TX | Howard | 1 | Onshore Wind Turbine | WT |  | S | X | X |  |  | 120 |  | 120 | 120 | 0 | N |  |  | OP | X | 6 | 2016 |  |  | N | IPP Non-CHP | 2 | X | WND | 1 | 1
55963 | AE Power Services LLC | 56779 | Sherbino I Wind Farm | TX | Pecos | 1 | Onshore Wind Turbine | WT |  | J | X | X |  |  | 150 |  | 150 | 150 | 0.2 | N |  |  | OP | X | 10 | 2008 |  |  | N | IPP Non-CHP | 2 | X | WND | 1 | 1
55981 | Elbow Creek Wind Project LLC | 56783 | Elbow Creek Wind Project LLC | TX | Howard | 1 | Onshore Wind Turbine | WT |  | S | X | X |  |  | 121.9 |  | 121.9 | 121.9 | 1 | N |  |  | OP | X | 12 | 2008 |  |  | N | IPP Non-CHP | 2 | X | WND | 1 | 1
15399 | Avangrid Renewables LLC | 56795 | Penascal Wind Power LLC | TX | Kenedy | 1 | Onshore Wind Turbine | WT |  | S | X | X |  |  | 201.6 |  | 201.6 | 201.6 | 0 | N |  |  | OP | X | 4 | 2009 |  |  | N | IPP Non-CHP | 2 | X | WND | 1 | 1
56033 | Hackberry Wind LLC | 56823 | Hackberry Wind Farm | TX | Shackelford | HWFG1 | Onshore Wind Turbine | WT |  | S | X | X |  |  | 165.6 |  | 162.3 | 162.3 | 0 | N |  |  | OP | X | 12 | 2008 |  |  | N | IPP Non-CHP | 2 | X | WND | 0.98007 | 0.98007
56046 | High Plains Wind Power LLC | 56834 | High Plains | TX | Carson | 1 | Onshore Wind Turbine | WT |  | S | X | X | EXELON_HPW1 |  | 10 |  | 10 | 10 | 0.1 | N |  |  | OP | X | 4 | 2008 |  |  | N | IPP Non-CHP | 2 | X | WND | 1 | 1
56045 | Exelon Wind 11, LLC | 56835 | EXC Wind 11 | TX | Moore | 1 | Onshore Wind Turbine | WT |  | S | X | X | EXELON10_11 |  | 10 |  | 10 | 10 | 0.1 | N |  |  | OP | X | 5 | 2008 |  |  | N | IPP Non-CHP | 2 | X | WND | 1 | 1
56044 | Exelon Wind 10, LLC | 56836 | EXC Wind 10 | TX | Moore | 1 | Onshore Wind Turbine | WT |  | S | X | X | EXELON10_11 |  | 10 |  | 10 | 10 | 0.1 | N |  |  | OP | X | 5 | 2008 |  |  | N | IPP Non-CHP | 2 | X | WND | 1 | 1
56043 | Exelon Wind 9, LLC | 56837 | EXC Wind 9 | TX | Moore | 1 | Onshore Wind Turbine | WT |  | S | X | X | EXELON9 |  | 10 |  | 10 | 10 | 0.1 | N |  |  | OP | X | 4 | 2008 |  |  | N | IPP Non-CHP | 2 | X | WND | 1 | 1
56042 | Exelon Wind 8, LLC | 56838 | EXC Wind 8 | TX | Moore | 1 | Onshore Wind Turbine | WT |  | S | X | X | EXELON7_8 |  | 10 |  | 10 | 10 | 0.1 | N |  |  | OP | X | 4 | 2008 |  |  | N | IPP Non-CHP | 2 | X | WND | 1 | 1
56041 | Exelon Wind 7, LLC | 56839 | EXC Wind 7 | TX | Moore | 1 | Onshore Wind Turbine | WT |  | S | X | X | EXELON7_8 |  | 10 |  | 10 | 10 | 0.1 | N |  |  | OP | X | 4 | 2008 |  |  | N | IPP Non-CHP | 2 | X | WND | 1 | 1
61671 | Great Plains Windpark Legacy LLC | 56905 | Great Plains Windpark LLC | TX | Hansford | 1 | Onshore Wind Turbine | WT |  | W | X | X | NGP1 | NGP1 | 114 |  | 114 | 114 | 0 | N |  |  | OP | X | 1 | 2009 |  |  | N | IPP Non-CHP | 2 | X | WND | 1 | 1
56215 | E ON Climate Renewables N America LLC | 56920 | EC&R Panther Creek Wind Farm I | TX | Howard | 1 | Onshore Wind Turbine | WT |  | S | X | X | PC_NORTH_1 | PC_NORTH_1 | 142.5 |  | 142.5 | 142.5 | 0 | N |  |  | OP | X | 7 | 2008 |  |  | N | IPP Non-CHP | 2 | X | WND | 1 | 1
56215 | E ON Climate Renewables N America LLC | 56921 | EC&R Panther Creek Wind Farm II | TX | Glasscock | 1 | Onshore Wind Turbine | WT |  | S | X | X | PC_SOUTH_ALL | PC_SOUTH_ALL | 115.5 |  | 115.5 | 115.5 | 0 | N |  |  | OP | X | 12 | 2008 |  |  | N | IPP Non-CHP | 2 | X | WND | 1 | 1
56222 | Bull Creek Wind LLC | 56956 | Bull Creek Wind | TX | Borden | 001 | Onshore Wind Turbine | WT |  | S | X | X |  |  | 180 |  | 180 | 180 | 1 | N |  |  | OP | X | 12 | 2008 |  |  | N | IPP Non-CHP | 2 | X | WND | 1 | 1
56273 | Duke Energy DEGS Ocotillo | 56959 | Ocotillo Windpower | TX | Howard | OWF | Onshore Wind Turbine | WT |  | W | X | X |  |  | 58.8 |  | 58.8 | 58.8 | 0.1 | N |  |  | OP | X | 9 | 2008 |  |  | N | IPP Non-CHP | 2 | X | WND | 1 | 1
56272 | Duke Energy DEGS Notrees | 56961 | Notrees Windpower | TX | Ector | GE | Onshore Wind Turbine | WT |  | J | X | X |  |  | 60 |  | 60 | 60 | 0.1 | N |  |  | OP | X | 4 | 2009 |  |  | N | IPP Non-CHP | 2 | X | WND | 1 | 1
56272 | Duke Energy DEGS Notrees | 56961 | Notrees Windpower | TX | Ector | VESTA | Onshore Wind Turbine | WT |  | J | X | X |  |  | 92.5 |  | 92.5 | 92.5 | 0.1 | N |  |  | OP | X | 4 | 2009 |  |  | N | IPP Non-CHP | 2 | X | WND | 1 | 1
56215 | E ON Climate Renewables N America LLC | 56979 | EC&R Panther Creek Wind Farm III | TX | Sterling | 1 | Onshore Wind Turbine | WT |  | S | X | X | PC_SOUTH_ALL | PC_SOUTH_ALL | 199.5 |  | 199.5 | 199.5 | 0 | N |  |  | OP | X | 8 | 2009 |  |  | N | IPP Non-CHP | 2 | X | WND | 1 | 1
56215 | E ON Climate Renewables N America LLC | 56981 | Pyron Wind Farm LLC | TX | Fisher | 1 | Onshore Wind Turbine | WT |  | S | X | X | PYR_PYRON1 | PYR_PYRON1 | 249 |  | 249 | 249 | 0 | N |  |  | OP | X | 2 | 2009 |  |  | N | IPP Non-CHP | 2 | X | WND | 1 | 1
56215 | E ON Climate Renewables N America LLC | 56983 | EC&R Papalote Creek I LLC | TX | San Patricio | 1 | Onshore Wind Turbine | WT |  | S | X | X | PAP1_PAP1 | PAP1_PAP1 | 180 |  | 180 | 180 | 0 | N |  |  | OP | X | 9 | 2009 |  |  | N | IPP Non-CHP | 2 | X | WND | 1 | 1
56215 | E ON Climate Renewables N America LLC | 56984 | Inadale Wind Farm LLC | TX | Nolan | 1 | Onshore Wind Turbine | WT |  | S | X | X | IND_INADALE1 | IND_INADALE1 | 197 |  | 197 | 197 | 0 | N |  |  | OP | X | 9 | 2009 |  |  | N | IPP Non-CHP | 2 | X | WND | 1 | 1
15399 | Avangrid Renewables LLC | 57095 | Penascal II Wind Project LLC | TX | Kenedy | 1 | Onshore Wind Turbine | WT |  | S | X | X |  |  | 201 |  | 201 | 201 | 0 | N |  |  | OP | X | 3 | 2010 |  |  | N | IPP Non-CHP | 2 | X | WND | 1 | 1
56506 | Langford Wind Power LLC | 57153 | Langford Wind Power | TX | Tom Green | 1 | Onshore Wind Turbine | WT |  | S | X | X |  |  | 150 |  | 150 | 150 | 0 | N |  |  | OP | X | 12 | 2009 |  |  | N | IPP Non-CHP | 2 | X | WND | 1 | 1
15399 | Avangrid Renewables LLC | 57156 | Barton Chapel Wind Farm | TX | Jack | BC | Onshore Wind Turbine | WT |  | S | X | X |  |  | 120 |  | 120 | 120 | 0 | N |  |  | OP | X | 1 | 2009 |  |  | N | IPP Non-CHP | 2 | X | WND | 1 | 1
56215 | E ON Climate Renewables N America LLC | 57212 | EC&R Papalote Creek II LLC | TX | San Patricio | 1 | Onshore Wind Turbine | WT |  | S | X | X | COTTON_PAP2 | COTTON_PAP2 | 200.1 |  | 200.1 | 201 | 0 | N |  |  | OP | X | 12 | 2010 |  |  | N | IPP Non-CHP | 2 | X | WND | 1 | 1.0045
56629 | Lubbock Wind LLC | 57259 | Lubbock Wind Ranch | TX | Lubbock | 1 | Onshore Wind Turbine | WT |  | S | X | X |  |  | 2.5 |  | 2.5 | 2.5 | 0 |  |  |  | OS | X | 2 | 2010 |  |  | N | IPP Non-CHP | 2 | X | WND | 1 | 1
56629 | Lubbock Wind LLC | 57259 | Lubbock Wind Ranch | TX | Lubbock | 2 | Onshore Wind Turbine | WT |  | S | X | X |  |  | 2.5 |  | 2.5 | 2.5 | 0 |  |  |  | OS | X | 12 | 2010 |  |  | N | IPP Non-CHP | 2 | X | WND | 1 | 1
56629 | Lubbock Wind LLC | 57259 | Lubbock Wind Ranch | TX | Lubbock | 3 | Onshore Wind Turbine | WT |  | S | X | X |  |  | 2.5 |  | 2.5 | 2.5 | 0 |  |  |  | OS | X | 12 | 2010 |  |  | N | IPP Non-CHP | 2 | X | WND | 1 | 1
59883 | NRG Energy Gas & Wind Holdings Inc | 57260 | Cedro Hill Wind LLC | TX | Webb | 1 | Onshore Wind Turbine | WT |  | J | X | X | ERCOT | ERCOT | 150 |  | 150 | 150 | 1 | N |  |  | OP | X | 12 | 2010 |  |  | N | IPP Non-CHP | 2 | X | WND | 1 | 1
56627 | DeWind Co. | 57263 | Little Pringle I Wind Farm | TX | Hutchinson | LP1 | Onshore Wind Turbine | WT |  | S | X | X | SPSHERRING_PRINPLT1_2 | SPSHERRING_PRINPLT1_2 | 10 |  | 10 | 10 | 2 | N |  |  | OP | X | 10 | 2010 |  |  | N | IPP Non-CHP | 2 | X | WND | 1 | 1
56627 | DeWind Co. | 57264 | Little Pringle II Wind Farm | TX | Hutchinson | LP2 | Onshore Wind Turbine | WT |  | S | X | X | SPSHERRING_PRINPLT1_2 | SPSHERRING_PRINPLT1_2 | 10 |  | 10 | 10 | 2 | N |  |  | OP | X | 10 | 2010 |  |  | N | IPP Non-CHP | 2 | X | WND | 1 | 1
56667 | Loraine Windpower Project | 57303 | Loraine Windpark Project LLC | TX | Mitchell | LWG1 | Onshore Wind Turbine | WT |  | S | X | X | Lonewolf | Lonewolf | 75 |  | 75 | 75 | 0 | N |  |  | OP | X | 10 | 2009 | 10 | 2029 | N | IPP Non-CHP | 2 | X | WND | 1 | 1
56667 | Loraine Windpower Project | 57303 | Loraine Windpark Project LLC | TX | Mitchell | LWG2 | Onshore Wind Turbine | WT |  | S | X | X |  |  | 75 |  | 75 | 75 | 0 | N |  |  | OP | X | 10 | 2009 |  |  | N | IPP Non-CHP | 2 | X | WND | 1 | 1
56680 | Diamond Shamrock Refining Company LP | 57326 | Sunray Wind I | TX | Moore | WND1 | Onshore Wind Turbine | WT |  | S | X | X |  |  | 49.5 |  | 49.5 | 49.5 | 49.5 | N |  |  | OP | X | 9 | 2009 |  |  | N | IPP Non-CHP | 2 | X | WND | 1 | 1
62077 | Sherbino II Wind Farm LLC | 57415 | Sherbino II | TX | Pecos | 1 | Onshore Wind Turbine | WT |  | W | X | X |  |  | 145 |  | 145 | 145 | 30 | N |  |  | OP | X | 11 | 2011 |  |  | N | IPP Non-CHP | 2 | X | WND | 1 | 1
56790 | Ralls Wind Farm LLC | 57474 | Ralls Wind Farm | TX | Crosby | 1 | Onshore Wind Turbine | WT |  | S | X | X |  |  | 10 |  | 10 | 10 | 0 | N |  |  | OP | X | 7 | 2011 |  |  | N | IPP Non-CHP | 2 | X | WND | 1 | 1
56627 | DeWind Co. | 57517 | DeWind Frisco | TX | Hansford | FRISC | Onshore Wind Turbine | WT |  | S | X | X | SPSDWSFRSCOUNFRISCO_WIND | SPSDWSFRSCOUNFRISCO_WIND | 20 |  | 20 | 20 | 4 | N |  |  | OP | X | 2 | 2012 |  |  | N | IPP Non-CHP | 2 | X | WND | 1 | 1
62075 | Trinity Hills Wind Farm LLC | 57520 | Trinity Hills | TX | Young | 1 | Onshore Wind Turbine | WT |  | W | X | X |  |  | 225 |  | 225 | 225 | 45 | N |  |  | OP | X | 12 | 2011 |  |  | N | IPP Non-CHP | 2 | X | WND | 1 | 1
56946 | Hidalgo Wind Farm LLC | 57617 | Hidalgo Wind Farm LLC | TX | Hidalgo | GEN1 | Onshore Wind Turbine | WT |  | S | X | X |  |  | 250 |  | 250 | 250 | 1 | N |  |  | OP | X | 12 | 2016 |  |  | N | IPP Non-CHP | 2 | X | WND | 1 | 1
57054 | Suzlon Project VIII LLC | 57741 | Suzlon Project VIII LLC | TX | Hartley | SP111 | Onshore Wind Turbine | WT |  | S | X | X | SPS.SUZLON8 | N/A | 2.1 |  | 2.1 | 2.1 | 0 | N |  |  | OP | X | 4 | 2015 |  |  | N | IPP Non-CHP | 2 | X | WND | 1 | 1
57054 | Suzlon Project VIII LLC | 57741 | Suzlon Project VIII LLC | TX | Hartley | SP97 | Onshore Wind Turbine | WT |  | S | X | X | SPS.SUZLON8 | N/A | 2.1 |  | 2.1 | 2.1 | 0 | N |  |  | OP | X | 10 | 2011 |  |  | N | IPP Non-CHP | 2 | X | WND | 1 | 1
57063 | Los Vientos Wind 1A, LLC | 57751 | Los Vientos Wind 1A | TX | Cameron | 1 | Onshore Wind Turbine | WT |  | S | X | X |  |  | 200 |  | 200 | 200 | 0.1 | N |  |  | OP | X | 12 | 2012 |  |  | N | IPP Non-CHP | 2 | X | WND | 1 | 1
57064 | Los Vientos Wind 1B, LLC | 57752 | Los Vientos Wind 1B | TX | Cameron | 1 | Onshore Wind Turbine | WT |  | S | X | X |  |  | 201.6 |  | 201.6 | 201.6 | 0.1 | N |  |  | OP | X | 12 | 2012 |  |  | N | IPP Non-CHP | 2 | X | WND | 1 | 1
56215 | E ON Climate Renewables N America LLC | 57802 | Magic Valley Wind Farm I LLC | TX | Willacy | MV1 | Onshore Wind Turbine | WT |  | S | X | X | REDFISH_ALL | REDFISH_ALL | 203 |  | 203 | 203 | 0 | N |  |  | OP | X | 9 | 2012 |  |  | N | IPP Non-CHP | 2 | X | WND | 1 | 1
7349 | Golden Spread Electric Cooperative, Inc | 57866 | Golden Spread Panhandle Wnd Rch | TX | Oldham | PWR | Onshore Wind Turbine | WT |  | S | X | X |  |  | 78.2 |  | 78.2 | 78.2 | 0.1 | N |  |  | OP | X | 9 | 2011 |  |  | N | Electric Utility | 1 | X | WND | 1 | 1
15399 | Avangrid Renewables LLC | 57927 | Baffin Wind | TX | Kenedy | 1 | Onshore Wind Turbine | WT |  | S | X | X |  |  | 188 |  | 188 | 188 | 0 | N |  |  | OP | X | 12 | 2014 |  |  | N | IPP Non-CHP | 2 | X | WND | 1 | 1
57170 | EDF Renewable Asset Holdings, Inc. | 57973 | Spinning Spur Wind LLC | TX | Oldham | GEN1 | Onshore Wind Turbine | WT |  | S | X | X |  |  | 161 |  | 161 | 161 | 0 | N |  |  | OP | X | 11 | 2012 |  |  | N | IPP Non-CHP | 2 | X | WND | 1 | 1
57170 | EDF Renewable Asset Holdings, Inc. | 57974 | Bobcat Bluff Wind Project LLC | TX | Archer | GEN1 | Onshore Wind Turbine | WT |  | S | X | X |  |  | 150 |  | 150 | 150 | 0 | N |  |  | OP | X | 12 | 2012 |  |  | N | IPP Non-CHP | 2 | X | WND | 1 | 1
59050 | Algonquin Power Co | 57981 | Senate Wind LLC | TX | Jack | GEN1 | Onshore Wind Turbine | WT |  | S | X | X |  |  | 150 |  | 150 | 150 | 40 | N |  |  | OP | X | 12 | 2012 |  |  | N | IPP Non-CHP | 2 | X | WND | 1 | 1
57355 | Stephens Ranch Wind Energy LLC | 57983 | Stephens Ranch Wind Energy LLC | TX | Borden | 1 | Onshore Wind Turbine | WT |  | S | X | X | SRWE1_UNIT1 | SRWE1_UNIT1 | 211 |  | 211 | 211 | 1 | N |  |  | OP | X | 12 | 2014 |  |  | N | IPP Non-CHP | 2 | X | WND | 1 | 1
57355 | Stephens Ranch Wind Energy LLC | 57983 | Stephens Ranch Wind Energy LLC | TX | Borden | 2 | Onshore Wind Turbine | WT |  | W | X | X | SRWE_UNIT1 | SRWE_UNIT1 | 165 |  | 165 | 165 | 1 | N |  |  | OP | X | 4 | 2015 |  |  | N | IPP Non-CHP | 2 | X | WND | 1 | 1
56215 | E ON Climate Renewables N America LLC | 58000 | Anacacho Wind Farm, LLC | TX | Kinney | ANA | Onshore Wind Turbine | WT |  | S | X | X | ANACACHO | ANACACHO | 99.8 |  | 99.8 | 99.8 | 0 | N |  |  | OP | X | 12 | 2012 |  |  | N | IPP Non-CHP | 2 | X | WND | 1 | 1
57398 | Whitetail Wind Energy, LLC | 58021 | Whitetail | TX | Webb | 1 | Onshore Wind Turbine | WT |  | S | X | X | EXGNWTL_1 |  | 92 |  | 91.2 | 91.2 | 0.7 | N |  |  | OP | X | 12 | 2012 |  |  | N | IPP Non-CHP | 2 | X | WND | 0.9913 | 0.9913
57421 | BayWa r.e Wind LLC | 58048 | BayWa r.e Mozart LLC | TX | Kent | 1 | Onshore Wind Turbine | WT |  | W | X | X | MOZART_WIND1 | MOZART_WIND1 | 30 |  | 30 | 30 | 0 | N |  |  | OP | X | 12 | 2012 |  |  | N | IPP Non-CHP | 2 | X | WND | 1 | 1
57460 | NextEra Wolf Ridge LLC | 58080 | Wolf Ridge Wind | TX | Cooke | 1 | Onshore Wind Turbine | WT |  | S | X | X |  |  | 112.5 |  | 112.5 | 112.5 | 5.6 | N |  |  | OP | X | 8 | 2008 |  |  | N | IPP Non-CHP | 2 | X | WND | 1 | 1
58134 | Cirrus Wind 1 LLC | 58162 | Cirrus Wind 1 LLC | TX | Lynn | CW | Onshore Wind Turbine | WT |  | S | X | X |  |  | 61.2 |  | 61.2 | 61.2 | 0 | N |  |  | OP | X | 12 | 2012 |  |  | N | IPP Non-CHP | 2 | X | WND | 1 | 1
56545 | Pattern Operators LP | 58242 | Pattern Panhandle Wind LLC | TX | Carson | 1 | Onshore Wind Turbine | WT |  | W | X | X |  |  | 218 |  | 218 | 218 | 218 | N |  |  | OP | X | 7 | 2014 |  |  | N | IPP Non-CHP | 2 | X | WND | 1 | 1
49893 | Invenergy Services LLC | 58321 | Goldthwaite Wind Energy Facility | TX | Mills | 1 | Onshore Wind Turbine | WT |  | S | X | X | GWEC_G1 | GOLDTHWAITE 138KV SUBSTATION | 150 |  | 150 | 150 | 0 | N |  |  | OP | X | 12 | 2013 |  |  | N | IPP Non-CHP | 2 | X | WND | 1 | 1
58353 | NextEra Energy Majestic Wind | 58363 | Majestic II Wind | TX | Carson | WND1 | Onshore Wind Turbine | WT |  | S | X | X |  |  | 79.6 |  | 79.6 | 79.6 | 4 | N |  |  | OP | X | 8 | 2012 |  |  | N | IPP Non-CHP | 2 | X | WND | 1 | 1
58360 | Blue Summit Wind LLC | 58372 | Blue Summit Wind LLC | TX | Wilbarger | GEN1 | Onshore Wind Turbine | WT |  | S | X | X |  |  | 135.4 |  | 135.4 | 135.4 | 6.8 | N |  |  | OP | X | 12 | 2012 |  |  | N | IPP Non-CHP | 2 | X | WND | 1 | 1
58420 | Harbor Wind Tenant LLC | 58424 | Harbor Wind LLC | TX | Nueces | 1 | Onshore Wind Turbine | WT |  | J | X | X |  |  | 9 |  | 9 | 9 | 0 | N |  |  | OP | X | 2 | 2012 |  |  | N | IPP Non-CHP | 2 | X | WND | 1 | 1
56215 | E ON Climate Renewables N America LLC | 58596 | Grandview Wind Farm, LLC | TX | Carson | GRVWI | Onshore Wind Turbine | WT |  | S | X | X | GRANDVW1_A_B | GRANDVW1_A_B | 211.2 |  | 211.2 | 211.2 | 0 | N |  |  | OP | X | 12 | 2014 |  |  | N | IPP Non-CHP | 2 | X | WND | 1 | 1
60453 | Novatus Energy | 58681 | Route 66 Wind Plant | TX | Carson | RT661 | Onshore Wind Turbine | WT |  | S | X | X | ROUTE66_RN | ROUTE66_RN | 150 |  | 150 | 150 | 0 | N |  |  | OP | X | 8 | 2015 |  |  | N | IPP Non-CHP | 2 | X | WND | 1 | 1
56545 | Pattern Operators LP | 58720 | Pattern Panhandle Wind 2 LLC | TX | Carson | 1 | Onshore Wind Turbine | WT |  | S | X | X |  |  | 181.7 |  | 181.7 | 181.7 | 181.7 | N |  |  | OP | X | 11 | 2014 |  |  | N | IPP Non-CHP | 2 | X | WND | 1 | 1
49893 | Invenergy Services LLC | 58765 | Miami Wind Energy Center | TX | Roberts | 1 | Onshore Wind Turbine | WT |  | S | X | X | MIAM1_G1_G2 | CROSS TEXAS GRAY COUNTY 345 KV SUBSTATION | 288.6 |  | 288.6 | 288.6 | 0 | N |  |  | OP | X | 8 | 2014 |  |  | N | IPP Non-CHP | 2 | X | WND | 1 | 1
17650 | Southern Power Co | 58766 | Wake Wind Energy Center | TX | Crosby | 1 | Onshore Wind Turbine | WT |  | J | X | X |  |  | 257 |  | 257 | 257 | 1.7 | N |  |  | OP | X | 10 | 2016 |  |  | N | IPP Non-CHP | 2 | X | WND | 1 | 1
57170 | EDF Renewable Asset Holdings, Inc. | 58772 | Longhorn Wind | TX | Briscoe | GEN1 | Onshore Wind Turbine | WT |  | S | X | X |  |  | 200 |  | 200 | 200 | 0 | N |  |  | OP | X | 5 | 2015 |  |  | N | IPP Non-CHP | 2 | X | WND | 1 | 1
57170 | EDF Renewable Asset Holdings, Inc. | 58773 | TX Hereford Wind | TX | Deaf Smith | GEN1 | Onshore Wind Turbine | WT |  | S | X | X |  |  | 200 |  | 200 | 200 | 0 | N |  |  | OP | X | 12 | 2014 |  |  | N | IPP Non-CHP | 2 | X | WND | 1 | 1
57170 | EDF Renewable Asset Holdings, Inc. | 58774 | Spinning Spur Wind II | TX | Oldham | GEN1 | Onshore Wind Turbine | WT |  | S | X | X |  |  | 161 |  | 161 | 161 | 0 | N |  |  | OP | X | 7 | 2014 |  |  | N | IPP Non-CHP | 2 | X | WND | 1 | 1
57170 | EDF Renewable Asset Holdings, Inc. | 58775 | Spinning Spur Wind III | TX | Oldham | GEN1 | Onshore Wind Turbine | WT |  | S | X | X |  |  | 194 |  | 194 | 194 | 0 | N |  |  | OP | X | 9 | 2015 |  |  | N | IPP Non-CHP | 2 | X | WND | 1 | 1
58720 | Enbridge | 58838 | Keechi Wind | TX | Jack | KW1 | Onshore Wind Turbine | WT |  | S | X | X | ERCOT Bus #562 | ERCOT Bus #562 | 110 |  | 110 | 110 | 0 | N |  |  | OP | X | 1 | 2015 |  |  | N | IPP Non-CHP | 2 | X | WND | 1 | 1
60475 | Mariah Holdings II LLC c/o CAMS | 59005 | Mariah del Norte | TX | Parmer | MAR1 | Onshore Wind Turbine | WT |  | S | X | X | MARIAH_ALL | MARIAH_ALL | 230.4 |  | 230.4 | 230.4 | 1 | N |  |  | OP | X | 11 | 2016 |  |  | N | IPP Non-CHP | 2 | X | WND | 1 | 1
58872 | Shannon Wind LLC | 59034 | Shannon Wind | TX | Clay | SHAN1 | Onshore Wind Turbine | WT |  | S | X | X |  |  | 204 |  | 204 | 204 | 0.3 | N |  |  | OP | X | 12 | 2015 |  |  | N | IPP Non-CHP | 2 | X | WND | 1 | 1
56215 | E ON Climate Renewables N America LLC | 59063 | Stella Wind Farm | TX | Kenedy | WT1 | Onshore Wind Turbine | WT |  | S | X | X |  |  | 201 |  | 201 | 201 | 0 | N |  |  | OP | X | 12 | 2018 |  |  | N | IPP Non-CHP | 2 | X | WND | 1 | 1
56215 | E ON Climate Renewables N America LLC | 59066 | Bruennings Breeze Wind Farm | TX | Willacy | MVII | Onshore Wind Turbine | WT |  | S | X | X | BBREEZE_UNIT1, BBREEZE_UNIT2 | BBREEZE_UNIT1, BBREEZE_UNIT2 | 228 |  | 228 | 228 | 0 | N |  |  | OP | X | 12 | 2017 |  |  | N | IPP Non-CHP | 2 | X | WND | 1 | 1
56215 | E ON Climate Renewables N America LLC | 59068 | Colbec's Corner, LLC | TX | Carson | GVII | Onshore Wind Turbine | WT |  | S | X | X | GRANDVW1_A_B | GRANDVW1_A_B | 200 |  | 200 | 200 | 0 | N |  |  | OP | X | 5 | 2016 |  |  | N | IPP Non-CHP | 2 | X | WND | 1 | 1
58939 | Cameron Wind 1 LLC | 59118 | Cameron Wind 1 LLC | TX | Cameron | CAM1 | Onshore Wind Turbine | WT |  | S | X | X |  |  | 165 |  | 165 | 165 | 55 | N |  |  | OP | X | 12 | 2015 |  |  | N | IPP Non-CHP | 2 | X | WND | 1 | 1
58998 | Chapman Ranch Wind LLC | 59193 | Chapman Ranch Wind I | TX | Nueces | CHA1 | Onshore Wind Turbine | WT |  | S | X | X |  |  | 236 |  | 249 | 249 | 0 | N |  |  | OP | X | 10 | 2017 |  |  | N | IPP Non-CHP | 2 | X | WND | 1.0551 | 1.0551
57170 | EDF Renewable Asset Holdings, Inc. | 59238 | Windthorst-2 | TX | Archer | WND2 | Onshore Wind Turbine | WT |  | J | X | X |  |  | 67.6 |  | 67.6 | 67.6 | 0 | N |  |  | OP | X | 9 | 2014 |  |  | N | IPP Non-CHP | 2 | X | WND | 1 | 1
61133 | Lorenzo Wind, LLC | 59244 | Lorenzo Wind | TX | Crosby | FIBE1 | Onshore Wind Turbine | WT |  | S | X | X |  |  | 80 |  | 80 | 80 | 3 | N |  |  | OP | X | 12 | 2018 |  |  | N | IPP Non-CHP | 2 | X | WND | 1 | 1
60042 | Fluvanna Wind Energy LLC | 59245 | Fluvanna | TX | Scurry | FLUV1 | Onshore Wind Turbine | WT |  | S | X | X |  |  | 155.4 |  | 155.4 | 155.4 | 0 | N |  |  | OP | X | 11 | 2017 |  |  | N | IPP Non-CHP | 2 | X | WND | 1 | 1
59119 | Los Vientos Windpower III, LLC | 59320 | Los Vientos Windpower III | TX | Starr | GEN1 | Onshore Wind Turbine | WT |  | S | X | X | ERCOT |  | 200 |  | 200 | 200 | 0.1 | N |  |  | OP | X | 4 | 2015 |  |  | N | IPP Non-CHP | 2 | X | WND | 1 | 1
59120 | Los Vientos Windpower IV, LLC | 59321 | Los Vientos Windpower IV | TX | Starr | GEN1 | Onshore Wind Turbine | WT |  | S | X | X | ERCOT |  | 200 |  | 200 | 200 | 26 | N |  |  | OP | X | 7 | 2016 |  |  | N | IPP Non-CHP | 2 | X | WND | 1 | 1
59900 | Mesquite Creek Wind, LLC | 59332 | Mesquite Creek Wind | TX | Dawson | MSCRK | Onshore Wind Turbine | WT |  | S | X | X |  |  | 211.2 |  | 211.2 | 211.2 | 0 | N |  |  | OP | X | 4 | 2015 |  |  | N | IPP Non-CHP | 2 | X | WND | 1 | 1
59155 | First Wind O&M, LLC | 59384 | South Plains Wind Phase I | TX | Floyd | 1 | Onshore Wind Turbine | WT |  | S | X | X |  |  | 200 |  | 200 | 200 | 0 | N |  |  | OP | X | 11 | 2015 |  |  | N | IPP Non-CHP | 2 | X | WND | 1 | 1
59188 | Pleasant Hill Wind Energy LLC | 59417 | Pleasant Hill Wind Energy Project | TX | Crosby | WT1 | Onshore Wind Turbine | WT |  | S | X | X |  |  | 20 |  | 20 | 20 | 0 | N |  |  | OP | X | 10 | 2015 |  |  | N | IPP Non-CHP | 2 | X | WND | 1 | 1
56545 | Pattern Operators LP | 59442 | Logans Gap Wind LLC | TX | Comanche | 1 | Onshore Wind Turbine | WT |  | W | X | X |  |  | 200.1 |  | 200.1 | 200.1 | 0.1 | N |  |  | OP | X | 8 | 2015 |  |  | N | IPP Non-CHP | 2 | X | WND | 1 | 1
59238 | Palo Duro Wind | 59475 | Palo Duro Wind | TX | Ochiltree | GE1.7 | Onshore Wind Turbine | WT |  | S | X | X |  |  | 249.9 |  | 249.9 | 249.9 | 0 | N |  |  | OP | X | 12 | 2014 |  |  | N | IPP Non-CHP | 2 | X | WND | 1 | 1
59871 | TX Jumbo Road Wind, LLC | 59621 | TX Jumbo Road Wind | TX | Deaf Smith | JRWND | Onshore Wind Turbine | WT |  | S | X | X |  |  | 299.7 |  | 299.7 | 299.7 | 1 | N |  |  | OP | X | 4 | 2015 |  |  | N | IPP Non-CHP | 2 | X | WND | 1 | 1
59428 | Sendero Wind Energy, LLC | 59654 | Sendero | TX | Jim Hogg | 1 | Onshore Wind Turbine | WT |  | S | X | X | EXGNSND_WIND_1 |  | 78 |  | 78 | 78 | 0.8 | N |  |  | OP | X | 12 | 2015 |  |  | N | IPP Non-CHP | 2 | X | WND | 1 | 1
55918 | Acciona Wind Energy USA LLC | 59712 | San Roman Wind I, LLC | TX | Cameron | SRWI | Onshore Wind Turbine | WT |  | S | X | X |  |  | 95.3 |  | 95.3 | 95.3 | 0 | N |  |  | OP | X | 2 | 2017 |  |  | N | IPP Non-CHP | 2 | X | WND | 1 | 1
59501 | Green Pastures Wind I, LLC | 59732 | Green Pastures Wind I | TX | Baylor | GPI | Onshore Wind Turbine | WT |  | W | X | X |  |  | 150 |  | 150 | 150 | 1 | N |  |  | OP | X | 4 | 2015 |  |  | N | IPP Non-CHP | 2 | X | WND | 1 | 1
59502 | Green Pastures Wind II, LLC | 59733 | Green Pastures Wind II | TX | Knox | GPII | Onshore Wind Turbine | WT |  | W | X | X |  |  | 150 |  | 150 | 150 | 1 | N |  |  | OP | X | 10 | 2015 |  |  | N | IPP Non-CHP | 2 | X | WND | 1 | 1
59503 | Capital Dynamics | 59734 | Briscoe Wind Farm | TX | Briscoe | BFW | Onshore Wind Turbine | WT |  | S | X | X |  |  | 150 |  | 150 | 150 | 1 | N |  |  | OP | X | 10 | 2015 |  |  | N | IPP Non-CHP | 2 | X | WND | 1 | 1
59139 | SunEdison LLC | 59943 | Rattlesnake Den | TX | Glasscock | 1 | Onshore Wind Turbine | WT |  | S | X | X | RSK_RN | ERCOT West 345KV hub | 207.2 |  | 207.2 | 207.2 | 0 | N |  |  | OP | X | 7 | 2015 |  |  | N | IPP Non-CHP | 2 | X | WND | 1 | 1
61006 | Bearkat TE Partnership LLC | 59972 | Bearkat | TX | Glasscock | BRKAT | Onshore Wind Turbine | WT |  | W | X | X |  |  | 196.7 |  | 196.7 | 196.7 | 0 | N |  |  | OP | X | 2 | 2018 |  |  | N | IPP Non-CHP | 2 | X | WND | 1 | 1
59792 | Los Vientos Windpower V, LLC | 60059 | Los Vientos V Wind Power | TX | Starr | 1 | Onshore Wind Turbine | WT |  | S | X | X |  |  | 110 |  | 110 | 110 | 0.1 | N |  |  | OP | X | 12 | 2015 |  |  | N | IPP Non-CHP | 2 | X | WND | 1 | 1
60453 | Novatus Energy | 60087 | South Plains II | TX | Floyd | SPII | Onshore Wind Turbine | WT |  | S | X | X | SPLAIN2_RN | SPLAIN2_RN | 300 |  | 300 | 300 | 0 | N |  |  | OP | X | 6 | 2016 |  |  | N | IPP Non-CHP | 2 | X | WND | 1 | 1
59882 | Javelina Wind Energy, LLC | 60104 | Javelina Wind Energy, LLC | TX | Webb | GEWTG | Onshore Wind Turbine | WT |  | S | X | X | BORDAS | BORDAS | 249.7 |  | 249.7 | 249.7 | 0 | N |  |  | OP | X | 12 | 2015 |  |  | N | IPP Non-CHP | 2 | X | WND | 1 | 1
59979 | Cotton Plains Wind I, LLC | 60210 | Cotton Plains Wind Farm | TX | Floyd | CPWF | Onshore Wind Turbine | WT |  | S | X | X |  |  | 50.4 |  | 50.4 | 50.4 |  | N |  |  | OP | X | 3 | 2017 |  |  | N | IPP Non-CHP | 2 | X | WND | 1 | 1
59999 | Rocksprings Val Verde Wind, LLC | 60217 | Rocksprings | TX | Val Verde | RKSP | Onshore Wind Turbine | WT |  | S | X | X |  |  | 149.3 |  | 149.3 | 149.3 | 0 | N |  |  | OP | X | 9 | 2017 |  |  | N | IPP Non-CHP | 2 | X | WND | 1 | 1
61974 | Blue Cloud Wind Energy | 60270 | Blue Cloud Wind Energy LLC | TX | Bailey | WT1 | Onshore Wind Turbine | WT |  | S | X | X |  |  | 148.4 |  | 148.4 | 148.4 | 0 | N |  |  | OP | X | 12 | 2018 |  |  | N | IPP Non-CHP | 2 | X | WND | 1 | 1
60128 | Electra Wind, LLC | 60338 | Electra Wind Farm | TX | Wilbarger | EWF | Onshore Wind Turbine | WT |  | S | X | X | ELECTRAW_1_2 | ELECTRAW_1_2 | 230 |  | 230 | 230 | 1 | N |  |  | OP | X | 11 | 2016 |  |  | N | IPP Non-CHP | 2 | X | WND | 1 | 1
60129 | Horse Creek Wind, LLC | 60339 | Horse Creek Wind Farm | TX | Haskell | HCWF | Onshore Wind Turbine | WT |  | S | X | X | HORSECRK_RN | HORSECRK_RN | 230 |  | 230 | 230 | 1 | N |  |  | OP | X | 10 | 2016 |  |  | N | IPP Non-CHP | 2 | X | WND | 1 | 1
60155 | Old Settler Wind, LLC | 60366 | Old Settler Wind | TX | Floyd | OSWF | Onshore Wind Turbine | WT |  | S | X | X |  |  | 151.2 |  | 151.2 | 151.2 | 0 | N |  |  | OP | X | 4 | 2017 |  |  | N | IPP Non-CHP | 2 | X | WND | 1 | 1
17650 | Southern Power Co | 60414 | Bethel Wind Farm LLC | TX | Castro | GEN1 | Onshore Wind Turbine | WT |  | S | X | X |  |  | 276 |  | 276 | 276 | 2.3 | N |  |  | OP | X | 1 | 2017 |  |  | N | IPP Non-CHP | 2 | X | WND | 1 | 1
17650 | Southern Power Co | 60502 | Tyler Bluff Wind Project, LLC | TX | Cooke | GEN1 | Onshore Wind Turbine | WT |  | S | X | X |  |  | 125.6 |  | 125.6 | 125.6 | 2.3 | N |  |  | OP | X | 12 | 2016 |  |  | N | IPP Non-CHP | 2 | X | WND | 1 | 1
60384 | Javelina Wind Energy II, LLC | 60645 | Javelina Wind Energy II, LLC | TX | Webb | WJ21 | Onshore Wind Turbine | WT |  | S | X | X |  |  | 200 |  | 200 | 200 | 0.1 | N |  |  | OP | X | 11 | 2016 |  |  | N | IPP Non-CHP | 2 | X | WND | 1 | 1
17650 | Southern Power Co | 60657 | Salt Fork Wind Project, LLC | TX | Donley | GEN1 | Onshore Wind Turbine | WT |  | S | X | X |  |  | 174 |  | 174 | 174 | 2 | N |  |  | OP | X | 12 | 2016 |  |  | N | IPP Non-CHP | 2 | X | WND | 1 | 1
60443 | Rattlesnake Power, LLC | 60743 | Rattlesnake Power, LLC | TX | McCulloch | WT1 | Onshore Wind Turbine | WT |  | S | X | X |  |  | 160 |  | 160 | 160 | 0 | N |  |  | OP | X | 9 | 2018 |  |  | N | IPP Non-CHP | 2 | X | WND | 1 | 1
60515 | Astra Wind LLC | 60856 | Astra Wind Farm | TX | Randall | ASTRA | Onshore Wind Turbine | WT |  | S | X | X |  |  | 163 |  | 163 | 163 | 1.4 | N |  |  | OP | X | 5 | 2017 |  |  | N | IPP Non-CHP | 2 | X | WND | 1 | 1
60542 | Willow Springs Windfarm, LLC | 60901 | Willow Springs Wind Farm | TX | Haskell | WSPWF | Onshore Wind Turbine | WT |  | S | X | X | SALVTION_GEN | SALVTION_GEN | 250 |  | 250 | 250 | 0 | N |  |  | OP | X | 11 | 2017 |  |  | N | IPP Non-CHP | 2 | X | WND | 1 | 1
60543 | Dermott Wind, LLC | 60902 | Dermott Wind | TX | Scurry | DERM | Onshore Wind Turbine | WT |  | S | X | X | DERMOTT_ALL | DERMOTT_ALL | 253 |  | 253 | 253 | 0 | N |  |  | OP | X | 7 | 2017 |  |  | N | IPP Non-CHP | 2 | X | WND | 1 | 1
60617 | Buckthorn Wind Project, LLC | 60983 | Buckthorn Wind Project | TX | Erath | BWIND | Onshore Wind Turbine | WT |  | S | X | X |  |  | 100.5 |  | 100.5 | 100.5 | 3.8 | N |  |  | OP | X | 12 | 2017 |  |  | N | IPP Non-CHP | 2 | X | WND | 1 | 1
59359 | BHE Renewables, LLC | 60987 | Santa Rita Wind Energy | TX | Reagan | GEN1 | Onshore Wind Turbine | WT |  | S | X | X |  |  | 300 |  | 300 | 300 | 0 | N |  |  | OP | X | 4 | 2018 |  |  | N | IPP Non-CHP | 2 | X | WND | 1 | 1
17650 | Southern Power Co | 61001 | Cactus Flats Wind Energy Project | TX | Concho | WT1 | Onshore Wind Turbine | WT |  | S | X | X | To be determined | To be determined | 150 |  | 150 | 150 | 3.4 | N |  |  | OP | X | 7 | 2018 |  |  | N | IPP Non-CHP | 2 | X | WND | 1 | 1
60844 | Flat Top Wind I, LLC | 61212 | Flat Top Wind I | TX | Mills | FTWI | Onshore Wind Turbine | WT |  | S | X | X |  |  | 200 |  | 200 | 200 | 0 | N |  |  | OP | X | 1 | 2018 |  |  | N | IPP Non-CHP | 2 | X | WND | 1 | 1
61291 | Wildcat Ranch Wind Project, LLC | 61674 | Wildcat Ranch Wind Project | TX | Cochran | WT | Onshore Wind Turbine | WT |  | S | X | X |  |  | 150 |  | 150 | 150 | 3 | N |  |  | OP | X | 12 | 2018 |  |  | N | IPP Non-CHP | 2 | X | WND | 1 | 1
61527 | Tahoka Wind, LLC | 61921 | Tahoka Wind | TX | Lynn | TAH | Onshore Wind Turbine | WT |  | S | X | X |  |  | 300 |  | 300 | 300 | 0 | N |  |  | OP | X | 12 | 2018 |  |  | N | IPP Non-CHP | 2 | X | WND | 1 | 1
58270 | GE Wind Energy LLC | 62642 | GE-Lubbock | TX | Lubbock | GE-P2 | Onshore Wind Turbine | WT |  | S | X | X |  |  | 2.5 |  | 3 | 3 | 0.1 | N |  |  | OP | X | 4 | 2014 |  |  | N | IPP Non-CHP | 2 | X | WND | 1.2 | 1.2
58270 | GE Wind Energy LLC | 62642 | GE-Lubbock | TX | Lubbock | GE-P3 | Onshore Wind Turbine | WT |  | S | X | X |  |  | 2.8 |  | 3.1 | 3.1 | 0.1 | Y | 11 | 2018 | OP | X | 2 | 2015 |  |  | N | IPP Non-CHP | 2 | X | WND | 1.1071 | 1.1071
55983 | Luminant Generation Company LLC | 3504 | Stryker Creek | TX | Cherokee | D1 | Petroleum Liquids | IC |  | S | X | X |  |  | 2 | 0.8 | 2 | 2 | 2 | N |  |  | OP | X | 7 | 1966 |  |  | N | IPP Non-CHP | 2 | X | DFO | 1 | 1
55983 | Luminant Generation Company LLC | 3504 | Stryker Creek | TX | Cherokee | D2 | Petroleum Liquids | IC |  | S | X | X |  |  | 2 | 0.8 | 2 | 2 | 2 | N |  |  | OP | X | 7 | 1966 |  |  | N | IPP Non-CHP | 2 | X | DFO | 1 | 1
55983 | Luminant Generation Company LLC | 3504 | Stryker Creek | TX | Cherokee | D3 | Petroleum Liquids | IC |  | S | X | X |  |  | 2 | 0.8 | 2 | 2 | 2 | N |  |  | OP | X | 7 | 1966 |  |  | N | IPP Non-CHP | 2 | X | DFO | 1 | 1
55983 | Luminant Generation Company LLC | 3504 | Stryker Creek | TX | Cherokee | D4 | Petroleum Liquids | IC |  | S | X | X |  |  | 2 | 0.8 | 2 | 2 | 2 | N |  |  | OP | X | 7 | 1966 |  |  | N | IPP Non-CHP | 2 | X | DFO | 1 | 1
55983 | Luminant Generation Company LLC | 3504 | Stryker Creek | TX | Cherokee | D5 | Petroleum Liquids | IC |  | S | X | X |  |  | 2 | 0.8 | 2 | 2 | 2 | N |  |  | OP | X | 7 | 1966 |  |  | N | IPP Non-CHP | 2 | X | DFO | 1 | 1
55983 | Luminant Generation Company LLC | 3507 | Trinidad (TX) | TX | Henderson | D1 | Petroleum Liquids | IC |  | S | X | X |  |  | 2 | 0.8 | 2 | 2 | 2 | N |  |  | OP | X | 8 | 1966 |  |  | N | IPP Non-CHP | 2 | X | DFO | 1 | 1
55983 | Luminant Generation Company LLC | 3507 | Trinidad (TX) | TX | Henderson | D2 | Petroleum Liquids | IC |  | S | X | X |  |  | 2 | 0.8 | 2 | 2 | 2 | N |  |  | OP | X | 8 | 1966 |  |  | N | IPP Non-CHP | 2 | X | DFO | 1 | 1
2409 | Brownsville Public Utilities Board | 3559 | Silas Ray | TX | Cameron | DG-2 | Petroleum Liquids | IC |  | S | X | X |  |  | 1.3 | 0.8 | 1 | 1 | 1 | N |  |  | SB | Y | 11 | 2001 |  |  | N | Electric Utility | 1 | X | DFO | 0.76923 | 0.76923
2409 | Brownsville Public Utilities Board | 3559 | Silas Ray | TX | Cameron | DG-3a | Petroleum Liquids | IC |  | S | X | X |  |  | 1.3 | 0.8 | 1 | 1 | 1 | N |  |  | SB | Y | 11 | 2001 |  |  | N | Electric Utility | 1 | X | DFO | 0.76923 | 0.76923
2409 | Brownsville Public Utilities Board | 3559 | Silas Ray | TX | Cameron | DG-3b | Petroleum Liquids | IC |  | S | X | X |  |  | 1.3 | 0.8 | 1 | 1 | 1 | N |  |  | SB | Y | 11 | 2001 |  |  | N | Electric Utility | 1 | X | DFO | 0.76923 | 0.76923
2409 | Brownsville Public Utilities Board | 3559 | Silas Ray | TX | Cameron | DG-4 | Petroleum Liquids | IC |  | S | X | X |  |  | 1.3 | 0.8 | 1 | 1 | 1 | N |  |  | SB | Y | 11 | 2001 |  |  | N | Electric Utility | 1 | X | DFO | 0.76923 | 0.76923
2409 | Brownsville Public Utilities Board | 3559 | Silas Ray | TX | Cameron | DG-6a | Petroleum Liquids | IC |  | S | X | X |  |  | 1.3 | 0.8 | 1 | 1 | 1 | N |  |  | SB | N | 11 | 2001 |  |  | N | Electric Utility | 1 | X | DFO | 0.76923 | 0.76923
2409 | Brownsville Public Utilities Board | 3559 | Silas Ray | TX | Cameron | DG-6b | Petroleum Liquids | IC |  | S | X | X |  |  | 1.3 | 0.8 | 1 | 1 | 1 | N |  |  | SB | N | 11 | 2001 |  |  | N | Electric Utility | 1 | X | DFO | 0.76923 | 0.76923
2409 | Brownsville Public Utilities Board | 3559 | Silas Ray | TX | Cameron | DG-7a | Petroleum Liquids | IC |  | S | X | X |  |  | 1.3 | 0.8 | 1 | 1 | 1 | N |  |  | SB | Y | 11 | 2001 |  |  | N | Electric Utility | 1 | X | DFO | 0.76923 | 0.76923
2409 | Brownsville Public Utilities Board | 3559 | Silas Ray | TX | Cameron | DG-7b | Petroleum Liquids | IC |  | S | X | X |  |  | 1.3 | 0.8 | 1 | 1 | 1 | N |  |  | SB | Y | 11 | 2001 |  |  | N | Electric Utility | 1 | X | DFO | 0.76923 | 0.76923
17583 | South Texas Electric Coop, Inc | 3631 | Sam Rayburn | TX | Victoria | 4 | Petroleum Liquids | IC |  | S | X | X |  |  | 1.6 | 0.8 | 1.6 | 1.6 | 1 | N |  |  | OP | X | 7 | 1991 |  |  | N | Electric Utility | 1 | X | DFO | 1 | 1
17583 | South Texas Electric Coop, Inc | 3631 | Sam Rayburn | TX | Victoria | 5 | Petroleum Liquids | IC |  | S | X | X |  |  | 1.6 | 0.8 | 1.6 | 1.6 | 1 | N |  |  | OP | X | 10 | 1991 |  |  | N | Electric Utility | 1 | X | DFO | 1 | 1
1015 | Austin Energy | 56374 | Robert Mueller Energy Center | TX | Travis | DG1 | Petroleum Liquids | IC |  | S | X | X |  |  | 1.5 | 0.8 | 1.5 | 1.5 | 1.5 | N |  |  | SB | N | 7 | 2006 |  |  | N | Electric Utility | 1 | X | DFO | 1 | 1
56565 | TX Solar I LLC | 57197 | Blue Wing Solar Energy Generation | TX | Bexar | 1 | Solar Photovoltaic | PV |  | S | X | X |  |  | 13.9 |  | 13.5 | 13.5 |  | N |  |  | OP | X | 11 | 2010 |  |  | N | IPP Non-CHP | 2 | X | SUN | 0.97122 | 0.97122
57021 | FRV AE Solar LLC | 57699 | Webberville Solar Project | TX | Travis | AES1 | Solar Photovoltaic | PV |  | S | X | X |  |  | 30 |  | 30 | 30 |  | N |  |  | OP | X | 12 | 2011 |  |  | N | IPP Non-CHP | 2 | X | SUN | 1 | 1
57386 | SunE CPS3 LLC | 58009 | SunE CPS3 LLC | TX | Bexar | 1 | Solar Photovoltaic | PV |  | S | X | X |  |  | 5.6 |  | 5.6 | 5.6 |  | N |  |  | OP | X | 5 | 2012 |  |  | N | IPP Non-CHP | 2 | X | SUN | 1 | 1
57386 | SunE CPS3 LLC | 58009 | SunE CPS3 LLC | TX | Bexar | 2 | Solar Photovoltaic | PV |  | S | X | X |  |  | 5 |  | 5 | 5 |  | N |  |  | OP | X | 7 | 2012 |  |  | N | IPP Non-CHP | 2 | X | SUN | 1 | 1
57403 | SunE CPS2 LLC | 58027 | SunE CPS2 LLC | TX | Bexar | 1 | Solar Photovoltaic | PV |  | S | X | X |  |  | 10 |  | 9.9 | 9.9 |  | N |  |  | OP | X | 5 | 2012 |  |  | N | IPP Non-CHP | 2 | X | SUN | 0.99 | 0.99
57419 | SunE CPS1 LLC | 58068 | SunE CPS1 LLC | TX | Bexar | 1 | Solar Photovoltaic | PV |  | S | X | X |  |  | 10 |  | 9.9 | 9.9 |  | N |  |  | OP | X | 5 | 2012 |  |  | N | IPP Non-CHP | 2 | X | SUN | 0.99 | 0.99
58473 | NVT LICENSES, LLC | 58488 | Bryan Solar, LLC | TX | Presidio | 1 | Solar Photovoltaic | PV |  | W | X | X |  |  | 10 |  | 10 | 10 |  | N |  |  | OP | X | 6 | 2013 |  |  | N | IPP Non-CHP | 2 | X | SUN | 1 | 1
58489 | OCI Solar Power | 58537 | OCI Alamo Solar I | TX | Bexar | 1 | Solar Photovoltaic | PV |  | S | X | X |  |  | 40.7 |  | 40.7 | 40.7 |  | N |  |  | OP | X | 12 | 2013 |  |  | N | IPP Non-CHP | 2 | X | SUN | 1 | 1
59745 | First Solar Asset Management | 58710 | Barilla Solar | TX | Pecos | BRLA | Solar Photovoltaic | PV |  | S | X | X |  |  | 30.2 |  | 30.2 | 30.2 |  | N |  |  | OP | X | 6 | 2015 |  |  | N | IPP Non-CHP | 2 | X | SUN | 1 | 1
58489 | OCI Solar Power | 58716 | OCI Alamo 2, LLC | TX | Bexar | 1 | Solar Photovoltaic | PV |  | S | X | X |  |  | 4.4 |  | 4.4 | 4.4 |  | N |  |  | OP | X | 3 | 2014 |  |  | N | IPP Non-CHP | 2 | X | SUN | 1 | 1
56769 | Consolidated Edison Development Inc. | 58717 | OCI Alamo 4, LLC | TX | Kinney | 1 | Solar Photovoltaic | PV |  | J | X | X |  |  | 39.6 |  | 39.6 | 39.6 |  | N |  |  | OP | X | 8 | 2014 |  |  | N | IPP Non-CHP | 2 | X | SUN | 1 | 1
56769 | Consolidated Edison Development Inc. | 59204 | OCI Alamo 3 LLC | TX | Bexar | OCIA3 | Solar Photovoltaic | PV |  | S | X | X |  |  | 5.5 |  | 5.5 | 5.5 |  | N |  |  | OP | X | 1 | 2015 |  |  | N | IPP Non-CHP | 2 | X | SUN | 1 | 1
56769 | Consolidated Edison Development Inc. | 59205 | OCI Alamo 5 LLC | TX | Uvalde | OCIA5 | Solar Photovoltaic | PV |  | S | X | X |  |  | 100 |  | 100 | 100 |  | N |  |  | OP | X | 12 | 2015 |  |  | N | IPP Non-CHP | 2 | X | SUN | 1 | 1
59359 | BHE Renewables, LLC | 59206 | Alamo 6 | TX | Pecos | OCIA6 | Solar Photovoltaic | PV |  | S | X | X |  |  | 105 |  | 116 | 116 |  | N |  |  | OP | X | 3 | 2017 |  |  | N | IPP Non-CHP | 2 | X | SUN | 1.1048 | 1.1048
56769 | Consolidated Edison Development Inc. | 59207 | OCI Alamo 7 LLC | TX | Haskell | OCIA7 | Solar Photovoltaic | PV |  | S | X | X |  |  | 100 |  | 100 | 100 |  | N |  |  | OP | X | 8 | 2016 |  |  | N | IPP Non-CHP | 2 | X | SUN | 1 | 1
59180 | Newman Solar LLC | 59407 | Newman Solar | TX | El Paso | NEW1 | Solar Photovoltaic | PV |  | S | X | X |  |  | 10.5 |  | 10.3 | 10.3 |  | N |  |  | OP | X | 12 | 2014 |  |  | N | IPP Non-CHP | 2 | X | SUN | 0.98095 | 0.98095
17650 | Southern Power Co | 59994 | RE Roserock | TX | Pecos | ROSEK | Solar Photovoltaic | PV |  | J | X | X |  |  | 160 |  | 157.5 | 157.5 |  | N |  |  | OP | X | 11 | 2016 |  |  | N | IPP Non-CHP | 2 | X | SUN | 0.98438 | 0.98438
59777 | Buckthorn Westex, LLC | 60044 | Buckthorn Solar 1 | TX | Pecos | BKTH1 | Solar Photovoltaic | PV |  | S | X | X |  |  | 202 |  | 202 | 202 |  | N |  |  | OP | X | 5 | 2018 |  |  | N | IPP Non-CHP | 2 | X | SUN | 1 | 1
61123 | Upton County Solar 2 LLC | 60123 | Castle Gap Solar | TX | Upton | CGAP | Solar Photovoltaic | PV |  | S | X | X |  |  | 180 |  | 180 | 180 |  | N |  |  | OP | X | 5 | 2018 |  |  | N | IPP Non-CHP | 2 | X | SUN | 1 | 1
5701 | El Paso Electric Co | 60300 | Montana Solar Facility | TX | El Paso | IMPV1 | Solar Photovoltaic | PV |  | S | X | X |  |  | 3 |  | 3 | 3 |  | N |  |  | OP | X | 5 | 2017 |  |  | N | Electric Utility | 1 | X | SUN | 1 | 1
17650 | Southern Power Co | 60372 | Lamesa Solar | TX | Dawson | LSPV1 | Solar Photovoltaic | PV |  | S | X | X |  |  | 100 |  | 100 | 100 |  | N |  |  | OP | X | 4 | 2017 |  |  | N | IPP Non-CHP | 2 | X | SUN | 1 | 1
60228 | CoServ Electric | 60427 | CoServ Community Solar Station | TX | Denton | CSS1 | Solar Photovoltaic | PV |  | W | X | X |  |  | 2 |  | 2 | 2 |  | N |  |  | OP | X | 6 | 2015 |  |  | N | IPP Non-CHP | 2 | X | SUN | 1 | 1
17650 | Southern Power Co | 60436 | East Pecos Solar | TX | Pecos | 1 | Solar Photovoltaic | PV |  | S | X | X |  |  | 118.5 |  | 118.5 | 118.5 |  | N |  |  | OP | X | 4 | 2017 |  |  | N | IPP Non-CHP | 2 | X | SUN | 1 | 1
58519 | Clean Energy Collective LLC | 60472 | CPS 1 Community Solar | TX | Bexar | CPS1 | Solar Photovoltaic | PV |  | S | X | X |  |  | 1 |  | 1 | 1 |  | N |  |  | OP | X | 8 | 2016 |  |  | N | IPP Non-CHP | 2 | X | SUN | 1 | 1
56769 | Consolidated Edison Development Inc. | 60581 | Upton County Solar | TX | Upton | UCTX | Solar Photovoltaic | PV |  | S | X | X |  |  | 150 |  | 150 | 150 |  | N |  |  | OP | X | 12 | 2017 |  |  | N | IPP Non-CHP | 2 | X | SUN | 1 | 1
59359 | BHE Renewables, LLC | 60682 | Pearl Solar | TX | Pecos | PEARL | Solar Photovoltaic | PV |  | S | X | X |  |  | 50 |  | 50 | 50 |  | N |  |  | OP | X | 10 | 2017 |  |  | N | IPP Non-CHP | 2 | X | SUN | 1 | 1
60400 | Phantom Solar, LLC | 60774 | Phantom Solar | TX | Bell | GEN1 | Solar Photovoltaic | PV |  | S | X | X |  |  | 15.4 |  | 15.4 | 15.4 |  | N |  |  | OP | X | 4 | 2017 |  |  | N | IPP Non-CHP | 2 | X | SUN | 1 | 1
60476 | Bluebell Solar, LLC | 60789 | Bluebell Solar | TX | Sterling | UNIT1 | Solar Photovoltaic | PV |  | S | X | X |  |  | 30 |  | 30 | 30 |  | N |  |  | OP | X | 11 | 2018 |  |  | N | IPP Non-CHP | 2 | X | SUN | 1 | 1
60636 | SolaireHolman 1, LLC | 60989 | SolaireHolman Solar Project | TX | Brewster | PV1 | Solar Photovoltaic | PV |  | S | X | X |  |  | 50 |  | 50 | 50 |  | N |  |  | OP | X | 4 | 2017 |  |  | N | IPP Non-CHP | 2 | X | SUN | 1 | 1
60520 | SoCore Energy LLC | 61205 | Bandera Electric Coop PV | TX | Real | PV1 | Solar Photovoltaic | PV |  | W | X | X |  |  | 1.5 |  | 1.5 | 1.5 |  | N |  |  | OP | X | 2 | 2017 |  |  | N | IPP Non-CHP | 2 | X | SUN | 1 | 1
57389 | IKEA Property Inc | 61309 | IKEA Grand Prairie Rooftop PV System | TX | Dallas | PV1 | Solar Photovoltaic | PV |  | S | X | X |  |  | 1.2 |  | 1.1 | 0.7 |  | N |  |  | OP | X | 12 | 2017 |  |  | N | IPP Non-CHP | 2 | X | SUN | 0.91667 | 0.58333
61801 | D E Shaw & Co., LP | 61368 | Midway Solar - TX | TX | Pecos | PV1 | Solar Photovoltaic | PV |  | W | X | X |  |  | 182 |  | 182 | 182 |  | N |  |  | OP | X | 12 | 2018 |  |  | N | IPP Non-CHP | 2 | X | SUN | 1 | 1
61060 | Cypress Creek Renewables | 61370 | Walnut Springs Solar | TX | Bosque | GEN1 | Solar Photovoltaic | PV |  | S | X | X |  |  | 5 |  | 5 | 5 |  | N |  |  | OP | X | 12 | 2016 |  |  | N | IPP Non-CHP | 2 | X | SUN | 1 | 1
61060 | Cypress Creek Renewables | 61409 | Highway 56 Solar | TX | Grayson | GEN1 | Solar Photovoltaic | PV |  | S | X | X |  |  | 5.3 |  | 5.3 | 5.3 |  | N |  |  | OP | X | 12 | 2017 |  |  | N | IPP Non-CHP | 2 | X | SUN | 1 | 1
61060 | Cypress Creek Renewables | 61410 | Whitesboro Solar | TX | Grayson | GEN1 | Solar Photovoltaic | PV |  | S | X | X |  |  | 5 |  | 5 | 5 |  | N |  |  | OP | X | 12 | 2017 |  |  | N | IPP Non-CHP | 2 | X | SUN | 1 | 1
61060 | Cypress Creek Renewables | 61411 | Whitesboro Solar II | TX | Grayson | GEN1 | Solar Photovoltaic | PV |  | S | X | X |  |  | 5 |  | 5 | 5 |  | N |  |  | OP | X | 12 | 2017 |  |  | N | IPP Non-CHP | 2 | X | SUN | 1 | 1
61100 | Harvest Moon Renewable Energy Company LLC | 61493 | Harvest Moon Renewable Energy Company | TX | Austin | SEALY | Solar Photovoltaic | PV |  | S | X | X | Houston LZ |  | 1.6 |  | 1.6 | 1.6 |  | N |  |  | OP | X | 12 | 2015 |  |  | N | IPP Non-CHP | 2 | X | SUN | 1 | 1
61060 | Cypress Creek Renewables | 61513 | Marlin Solar | TX | Limestone | GEN1 | Solar Photovoltaic | PV |  | S | X | X |  |  | 5.3 |  | 5.3 | 5.3 |  | N |  |  | OP | X | 12 | 2017 |  |  | N | IPP Non-CHP | 2 | X | SUN | 1 | 1
61060 | Cypress Creek Renewables | 61514 | North Gainesville Solar | TX | Cooke | GEN1 | Solar Photovoltaic | PV |  | S | X | X |  |  | 5.2 |  | 5.2 | 5.2 |  | N |  |  | OP | X | 12 | 2017 |  |  | N | IPP Non-CHP | 2 | X | SUN | 1 | 1
61060 | Cypress Creek Renewables | 61524 | Whitewright Solar | TX | Fannin | GEN1 | Solar Photovoltaic | PV |  | S | X | X |  |  | 10 |  | 10 | 10 |  | N |  |  | OP | X | 12 | 2017 |  |  | N | IPP Non-CHP | 2 | X | SUN | 1 | 1
61060 | Cypress Creek Renewables | 61532 | Leon Solar | TX | Hunt | GEN1 | Solar Photovoltaic | PV |  | S | X | X |  |  | 10 |  | 10 | 10 |  | N |  |  | OP | X | 12 | 2017 |  |  | N | IPP Non-CHP | 2 | X | SUN | 1 | 1
61060 | Cypress Creek Renewables | 61625 | West Moore Solar II | TX | Grayson | GEN1 | Solar Photovoltaic | PV |  | S | X | X |  |  | 5 |  | 5 | 5 |  | N |  |  | OP | X | 12 | 2018 |  |  | N | IPP Non-CHP | 2 | X | SUN | 1 | 1
62080 | Lamesa Solar II, L.L.C. | 61697 | Ivory Solar | TX | Dawson | IVORY | Solar Photovoltaic | PV |  | S | X | X |  |  | 50 |  | 50 | 50 |  | N |  |  | OP | X | 11 | 2018 |  |  | N | IPP Non-CHP | 2 | X | SUN | 1 | 1
61323 | PowerFin ASL 1, LLC | 61700 | PowerFin Kingsbery | TX | Travis | PFPKB | Solar Photovoltaic | PV |  | S | X | X |  |  | 2.6 |  | 2.6 | 2.6 |  | N |  |  | OP | X | 3 | 2018 |  |  | N | IPP Non-CHP | 2 | X | SUN | 1 | 1
61060 | Cypress Creek Renewables | 61810 | Chisum | TX | Lamar | GEN1 | Solar Photovoltaic | PV |  | S | X | X |  |  | 10 |  | 10 | 10 |  | N |  |  | OP | X | 12 | 2018 |  |  | N | IPP Non-CHP | 2 | X | SUN | 1 | 1
61060 | Cypress Creek Renewables | 61867 | Bovine | TX | Austin | GEN1 | Solar Photovoltaic | PV |  | S | X | X |  |  | 10 |  | 10 | 10 |  | N |  |  | OP | X | 12 | 2018 |  |  | N | IPP Non-CHP | 2 | X | SUN | 1 | 1
61060 | Cypress Creek Renewables | 61868 | Bronson | TX | Fort Bend | GEN1 | Solar Photovoltaic | PV |  | S | X | X |  |  | 10 |  | 10 | 10 |  | N |  |  | OP | X | 12 | 2018 |  |  | N | IPP Non-CHP | 2 | X | SUN | 1 | 1
61060 | Cypress Creek Renewables | 61871 | Sterling Solar (TX) | TX | Hunt | GEN1 | Solar Photovoltaic | PV |  | S | X | X |  |  | 10 |  | 10 | 10 |  | N |  |  | OP | X | 11 | 2018 |  |  | N | IPP Non-CHP | 2 | X | SUN | 1 | 1
61060 | Cypress Creek Renewables | 61873 | Yellow Jacket | TX | Bosque | GEN1 | Solar Photovoltaic | PV |  | S | X | X |  |  | 5 |  | 5 | 5 |  | N |  |  | OP | X | 11 | 2018 |  |  | N | IPP Non-CHP | 2 | X | SUN | 1 | 1
61060 | Cypress Creek Renewables | 61874 | Eddy II | TX | McLennan | GEN1 | Solar Photovoltaic | PV |  | S | X | X |  |  | 10 |  | 10 | 10 |  | N |  |  | OP | X | 11 | 2018 |  |  | N | IPP Non-CHP | 2 | X | SUN | 1 | 1
60146 | Ameresco Federal Solutions | 61887 | Fort Bliss (DEA EPIC) | TX | El Paso | DEPIC | Solar Photovoltaic | PV |  | S | X | X |  |  | 2 |  | 2 | 2 |  | N |  |  | OP | X | 7 | 2018 |  |  | N | IPP Non-CHP | 2 | X | SUN | 1 | 1
61509 | PGC Plano I, LLC | 61895 | Toyota HQ Plan | TX | Collin | TOYHQ | Solar Photovoltaic | PV |  | S | X | X |  |  | 7.7 |  | 5.9 | 3.5 |  | N |  |  | OP | X | 9 | 2017 |  |  | N | IPP Non-CHP | 2 | X | SUN | 0.76623 | 0.45455
17650 | Southern Power Co | 55708 | Nacogdoches Power | TX | Nacogdoches | STG4 | Wood/Wood Waste Biomass | ST |  | S | X | X |  |  | 114 | 0.85 | 100 | 100 | 70 | N |  |  | OP | X | 6 | 2012 |  |  | N | IPP Non-CHP | 2 | X | WDS | 0.87719 | 0.87719
39347 | East Texas Electric Coop, Inc | 58944 | Woodville Renewable Power Project | TX | Tyler | G1 | Wood/Wood Waste Biomass | ST |  | S | X | X | ESS.WRPP1 | ESS.WRPP1 | 49.9 | 0.95 | 46.5 | 46.5 | 20 | N |  |  | OS | X | 10 | 2014 |  |  | N | Electric Utility | 1 | X | WDS | 0.93186 | 0.93186

## PTCF
Unit: dimensionless (peak time capacity factors) | summer | winter
hard coal | 0.93935 | 0.94089
natural gas nonpeaker | 0.8803 | 0.94533
nuclear | 0.9664 | 0.97874
hydro | 0.73 | 0.64
onshore wind | 0.26932 | 0.27079
solar pv | 0.76321 | 0.068618
solar thermal | 0.39 | 0
biomass | 0.87 | 0.86
geothermal | 1 | 1
petroleum | 0.89744 | 0.89744
natural gas peaker | 0.89825 | 0.92891
lignite | 0.9549 | 0.96247
offshore wind | 0.63295 | 0.63295
crude oil | 1 | 1
heavy or residual fuel oil | 1 | 1
municipal solid waste | 1 | 1